## Methodology and Metadata
Author Interview / Study Metadata
Official Study Name: | 2022 Cost-effectiveness Study: Single Family Retrofit
Contact for technical questions and quality assurance: | Ada Shen
VERSION CONTROL
What is the date of the latest published version? | n/a
Please provide a link to the above version (static if possible). | n/a
What date was the data in this template updated? | 2024-03-29
Does the data in this template match the latest published version? If not please explain. | Yes
Is there any data provided in this template that was not included in the study document or its published addenda? If so, please explain. | yes, not all datapoints were included in the reports.
Are there any planned data fixes, updates, or new versions? If so please explain scope and anticipated timing.
BASIC PARAMETERS
What was the time horizon/study period used? (Example: 15 years, 30 years) | 30 yrs
Which measures/packages had a useful life less than the study period? | Gas Furnace, Air Conditioner, Heat Pump, Dual Fuel Heat Pump, PV
Was a different time horizon used for any measures or packages (explain)? | no
What was the basic unit of analysis for which results are reported? Per dwelling unit, building, sqft, or other (explain). | building
Did this hold true for all measure/packages? Prototypes? If not, please explain the exceptions. (Example: "LED lighting measure results were reported on a per lamp basis. We suggest assuming 6 lamps per dwelling unit") | yes
FINANCIAL PARAMETERS
Did the study use a discount rate? | yes
What discount rate was used? | 3%
Which metrics used this discount rate? | lifetime utility cost savings and lifetime incremental cost
Did the study use any type of energy cost escalation for electricity (explain)? | yes, variable by year. See report for details.
Did the study use any type of energy cost escalation for natural gas (explain)? | yes, variable by year. See report for details.
Besides energy cost escalation, did the study assume any other cost inflation (explain)? | no, but some measures assumed a reduced incremental replacement cost due to a maturing market
Did the study assume that the intial costs of any measures/packages were financed? If so, please explain the financing terms. Please note and explain all measures where a different approach to financing was used. (Example: "we did assume initial cost of lighting measures were financed") | yes, 4% over 30 years
Did the study assume interest cost was tax deductible? If so, what tax rate was assumed? | no
Did the study factor in any other tax rebates? | ITC for PV and battery.
OTHER METHODOLOGY
If GHG emissions were reported, how were they calculated and what emissions factors were used? | calculated from 2025 research version cbecc based on hourly factors
For a given prototype, was each measure identically specified across all climate zones? If not, explain. | no, the heat pump is sized by climate zone
Did the study factor in any residual value for the remaining life of equipment beyond the study period? | yes for measures where replacement costs were assessed and there was remaining life at the end of the 30-year period
Were there any other cases where a different methodology or set of assumptions was used? Please explain these cases. | no
MEASURE/PACKAGE COSTS
Besides the initial cost of a measure/package, did the study assume any replacement or maintenance costs for any measures (explain)? | yes, for measures that had an expected useful life less than the 30-year analysis period (PV)
What cost metrics were reported? Please list them and how they were calculated. | on-bill & 2025 LSC
COMPLIANCE METRICS
What compliance metrics were reported? | n/a
OTHER
What else should we know? | n/a
UPDATES SINCE PREVIOUS VERSION

## Results
INSTRUCTIONS FOR STUDY AUTHORS: 1. Please paste any study data below (starting in row 7) that meets the definitions for each column (row 3). 2. You do not need to provide data for every column. Leave blank or delete any columns that do not apply, were not calculated, or were otherwise outside of the scope of the study. 3. In row 4 provide the metric name(s) that were used in the study, and if different, the metric name you use internally when managing results. 4. In row 5 explain any differences in the methodology used in the study versus our definition and clarify any method details. 5. Include at least 3 significant figures for results values 6. It is OK to change column order. 7. Create new columns to Include any additional metrics you believe are important to report in the cost-effectiveness explorer. Be sure to document the definition.
IDENTIFIERS | [10 empty] | ENERGY SAVINGS |  | COST |  |  | COST-EFFECTIVENESS | [19 empty] | EMISSIONS |  | BASELINE
For this column, use any index or unique row label that is used on your system in order to facilitate any future data updates. This field will NOT be used by the Cost-effectivness Explorer team, it is for your convenience only. |  | Definition | measure or package name | Gas utility | Electric Utility | climate zone | Vintage | Utility rate is CARE rate or standard. | fuel type "all-electric" or "mixed-fuel" referring to the resulting fuel type with the measure, not the baseline | fuel type in the baseline scenario | annual kWh saved | annual therms saved | first year incremental cost | npv of all incremental costs including replacement costs and maintenance assumed, and any residual value assumed | LSC lifetime cost | utility bill savings from first year of operation using std rate | utility bill savings from first year of operation using elec rate | utility bill savings from first year of operation using NBT rate | sum of utility bill savings over study period including CPUC energy cost escalation, with discounting using std rate | sum of utility bill savings over study period including 2025 LSC energy cost escalation, with discounting using std rate | On Bill Benefit to Cost Ratio with CPUC Escalation Rates using std rate | On Bill Benefit to Cost Ratio with 2025 LSC Escalation Rates using std rate | sum of utility bill savings over study period including CPUC energy cost escalation, with discounting using elec rate | sum of utility bill savings over study period including 2025 LSC energy cost escalation, with discounting using elec rate | On Bill Benefit to Cost Ratio with CPUC Escalation Rates using elec rate | On Bill Benefit to Cost Ratio with 2025 LSC Escalation Rates using elec rate | sum of utility bill savings over study period including CPUC energy cost escalation, with discounting using NBT rate | sum of utility bill savings over study period including 2025 LSC energy cost escalation, with discounting using NBT rate | On Bill Benefit to Cost Ratio with CPUC Escalation Rates using NBT rate | On Bill Benefit to Cost Ratio with 2025 LSC Escalation Rates using NBT rate | initial_cost_raw / first_year_bill_savings_std | initial_cost_raw / first_year_bill_savings_elec | initial_cost_raw / first_year_bill_savings_NBT |  | 2025 LSC benefit to cost ratio | annual emissions savings converted to MTCO2e | annual emissions savings / baseline annual emissions | annual kwh consumed by prototype in baseline scenario | annual therms consumed by prototype in baseline scenario | annual utility bill for prototype in baseline scenario | annual ghg emissions from prototype in baseline scenario | annual LSC cost of prototype in baseline scenario | annual electricity use in the proposed scenario
row index/lookup/unique identifier |  | Equivalent metric name as reported in study | [8 empty] | Annual Electricity Savings (kWh) | Annual Gas Savings (therm) | First Year Incremental Cost | Lifetime Incremental Cost | Lifetime LSC Inc. Cost | First year Utility Cost Savings Std Rate | First year Utility Cost Savings Elec Rate | First year Utility Cost Savings NBT Rate | Lifetime Utility Cost Savings with CPUC escalation rates using std rate | Lifetime Utility Cost Savings with 2025 LSC Escalation rates using std rate | On-Bill B/C Ratio with CPUC Escalation rates using std rate | On-Bill B/C Ratio with 2025 LSC Escalation rates using std rate | Lifetime Utility Cost Savings with CPUC escalation rates using elec rate | Lifetime Utility Cost Savings with 2025 LSC Escalation rates using elec rate | On-Bill B/C Ratio with CPUC Escalation rates using elec rate | On-Bill B/C Ratio with 2025 LSC Escalation rates using elec rate | Lifetime Utility Cost Savings with CPUC escalation rates using NBT rate | Lifetime Utility Cost Savings with 2025 LSC Escalation rates using NBT rate | On-Bill B/C Ratio with CPUC Escalation rates using NBT rate | On-Bill B/C Ratio with 2025 LSC Escalation rates using NBT rate | Calculation | Calculation | Calculation | LSC Savings | 2025 LSC B/C Ratio | Annual GHG Savings (mtons) | %CO2 Savings | Base Annual Electricity (kWh) | Base Annual Gas (therm) | Base Total Utility Bill | Base Annual GHG (mtons) | Base Annual LSC ($/yr) | Proposed Annual Electricity (kWh)
|  | Note any methodological idiosyncrancies or discrepancies here | [12 empty] | 2025 LSC NPV
|  | Explorer Standardized column name (do not edit) | measure | Gas Utility | Electric Utility | climate_zone | vintage |  | fuel_type | baseline_fuel_type | kwh_savings | therms_savings | initial_cost_raw | npv_lifecycle_cost | lsc_lifecycle_cost | first_year_bill_savings_std | first_year_bill_savings_elec | first_year_bill_savings_NBT | annual_bill_savings_avg_CPUC_std | annual_bill_savings_avg_2025_LSC_std | on_bill_cost_ratio_CPUC_std | on_bill_cost_ratio_2025_LSC_std | annual_bill_savings_avg_CPUC_elec | annual_bill_savings_avg_2025_LSC_elec | on_bill_cost_ratio_CPUC_elec | on_bill_cost_ratio_2025_LSC_elec | annual_bill_savings_avg_CPUC_NBT | annual_bill_savings_avg_2025_LSC_NBT | on_bill_cost_ratio_CPUC_NBT | on_bill_cost_ratio_2025_LSC_NBT | simple_payback_std | simple_payback_elec | simple_payback_NBT | lsc_savings | lsc2025_benefit_to_cost_ratio | emissions_savings | emissions_savings_pct | base_kwh | base_therms | base_utilitybill | base_GHG | base_2025LSC | annualkwh_Proposed
HPSH_RCV_300CFM | New HPSH |  | Heat Pump Space Heater | PGE | PGE | CZ01 | Pre1978 | Std | Mixed-fuel | Mixed-fuel | -6169.84 | 663.311 | 4041.1043 | 5555.6376 | 24308.9124 | -686.8302 | -346.894 | N/A | -3939.6562 | 24064.5909 | 0 | 4.3316 | 3810.3449 | 32222.2908 | 0.68585 | 5.7999 | N/A | N/A | N/A | N/A | -5.8837 | -11.6494 | N/A | 29864.55 | 5.3755 | 2.9894 | 52.88% | 4089.76 | 896.525 | 3464.5507 | 5.6531 | 133943.7 | 10259.6
DFHP_RCV_300CFM_35F | DFHP, Existing Furnace 35F |  | Dual Fuel Heat Pump (existing furnace) | PGE | PGE | CZ01 | Pre1978 | Std | Mixed-fuel | Mixed-fuel | -4830.68 | 596.597 | 3324.5983 | 3512.2455 | 22861.3545 | -276.3724 | -80.3693 | N/A | 4396.5599 | 30380.1 | 1.2518 | 8.6498 | 8865.1174 | 35083.7317 | 2.5241 | 9.989 | N/A | N/A | N/A | N/A | -12.0294 | -41.3665 | N/A | 26373.6 | 7.509 | 2.8353 | 49.29% | 4089.76 | 913.534 | 3506.9086 | 5.7525 | 130341.75 | 8920.44
RaisedFloorInsulation_R19 | Raised Floor Insulation: R-19 |  | Raised Floor Insulation: R-19 | PGE | PGE | CZ01 | Pre1978 | Std | Mixed-fuel | Mixed-fuel | 135.34 | 189.762 | 3632.776 | 3632.776 | 20326.574 | 523.2015 | N/A | N/A | 15349.3407 | 24392.76 | 4.2252 | 6.7146 | N/A | N/A | N/A | N/A | N/A | N/A | N/A | N/A | 6.9434 | N/A | N/A | 23959.35 | 6.5953 | 1.1238 | 17.88% | 4174.31 | 1002.61 | 3763.8624 | 6.2844 | 151964.55 | 4038.97
RaisedFloorInsulation_R30 | Raised Floor Insulation: R-30vs0 |  | Raised Floor Insulation: R-30vsR0 | PGE | PGE | CZ01 | Pre1978 | Std | Mixed-fuel | Mixed-fuel | 152.75 | 216.535 | 4112.6252 | 4112.6252 | 23243.3248 | 596.422 | N/A | N/A | 17502.483 | 27823.9161 | 4.2558 | 6.7655 | N/A | N/A | N/A | N/A | N/A | N/A | N/A | N/A | 6.8955 | N/A | N/A | 27355.95 | 6.6517 | 1.2823 | 20.4% | 4174.31 | 1002.61 | 3763.8624 | 6.2844 | 151964.55 | 4021.56
WallInsulation_R13 | Wall Insulation: R-13 |  | Wall Insulation: R-13 | PGE | PGE | CZ01 | Pre1978 | Std | Mixed-fuel | Mixed-fuel | 83.16 | 96.457 | 2950.4997 | 2950.4997 | 9420.4503 | 273.4309 | N/A | N/A | 7984.1532 | 12617.8933 | 2.706 | 4.2765 | N/A | N/A | N/A | N/A | N/A | N/A | N/A | N/A | 10.7907 | N/A | N/A | 12370.95 | 4.1928 | 0.57426 | 9.138% | 4174.31 | 1002.61 | 3763.8624 | 6.2844 | 151964.55 | 4091.15
AtticInsulation_R38_infil | Attic Insulation: R-38 |  | Attic Insulation: R-38 | PGE | PGE | CZ01 | Pre1978 | Std | Mixed-fuel | Mixed-fuel | 78.16 | 64.034 | 6762.2571 | 6762.2571 | 1795.8429 | 193.4198 | N/A | N/A | 5590.5542 | 8727.459 | 0.82673 | 1.2906 | N/A | N/A | N/A | N/A | N/A | N/A | N/A | N/A | 34.9616 | N/A | N/A | 8558.1 | 1.2656 | 0.3856 | 6.136% | 4174.31 | 1002.61 | 3763.8624 | 6.2844 | 151964.55 | 4096.15
AtticInsulation_R49_infil | Attic Insulation: R-49 |  | Attic Insulation: R-49 | PGE | PGE | CZ01 | Pre1978 | Std | Mixed-fuel | Mixed-fuel | 86.54 | 69.655 | 7446.0183 | 7446.0183 | 1877.9817 | 211.0254 | N/A | N/A | 6095.6489 | 9508.8017 | 0.81865 | 1.277 | N/A | N/A | N/A | N/A | N/A | N/A | N/A | N/A | 35.2849 | N/A | N/A | 9324 | 1.2522 | 0.41968 | 6.678% | 4174.31 | 1002.61 | 3763.8624 | 6.2844 | 151964.55 | 4087.77
Windows_0.28UFactor0.35SHGC | New Windows: 0.28 U-factor, 0.35 SHGC |  | Window Upgrade: 0.28 vs 0.30 U-factor | PGE | PGE | CZ01 | Pre1978 | Std | Mixed-fuel | Mixed-fuel | 93.29 | 82.761 | 11871.2871 | 11871.2871 | -832.3371 | 246.4438 | N/A | N/A | 7141.6377 | 11183.9825 | 0.60159 | 0.9421 | N/A | N/A | N/A | N/A | N/A | N/A | N/A | N/A | 48.1704 | N/A | N/A | 11038.95 | 0.92989 | 0.49909 | 7.942% | 4174.31 | 1002.61 | 3763.8624 | 6.2844 | 151964.55 | 4081.02
Roof_RB | Roofing: Radiant Barrier |  | Radiant Barrier (at roof replacement) | PGE | PGE | CZ01 | Pre1978 | Std | Mixed-fuel | Mixed-fuel | 40.88 | 26.525 | 892.9455 | 892.9455 | 2703.4545 | 83.2949 | N/A | N/A | 2385.3809 | 3681.7712 | 2.6714 | 4.1232 | N/A | N/A | N/A | N/A | N/A | N/A | N/A | N/A | 10.7203 | N/A | N/A | 3596.4 | 4.0276 | 0.1609 | 2.56% | 4174.31 | 1002.61 | 3763.8624 | 6.2844 | 151964.55 | 4133.43
Roof_0.20Ref | Roofing: Steep Sloped, 0.20 Ref. |  | 0.20 Solar Reflectance Cool Roof (at roof replacement) | PGE | PGE | CZ01 | Pre1978 | Std | Mixed-fuel | Mixed-fuel | -3.36 | -21.48 | 892.9455 | 1203.407 | -3767.507 | -53.5956 | N/A | N/A | -1603.7122 | -2607.244 | 0 | 0 | N/A | N/A | N/A | N/A | N/A | N/A | N/A | N/A | -16.6608 | N/A | N/A | -2564.1 | 0 | -0.12527 | -1.993% | 4174.31 | 1002.61 | 3763.8624 | 6.2844 | 151964.55 | 4177.67
Roof_0.25Ref | Roofing: Steep Sloped, 0.25 Ref. |  | 0.25 Solar Reflectance Cool Roof (at roof replacement) | PGE | PGE | CZ01 | Pre1978 | Std | Mixed-fuel | Mixed-fuel | -4.47 | -32.54 | 1785.8911 | 2406.8139 | -6269.6139 | -80.9319 | N/A | N/A | -2423.4921 | -3943.3273 | 0 | 0 | N/A | N/A | N/A | N/A | N/A | N/A | N/A | N/A | -22.0666 | N/A | N/A | -3862.8 | 0 | -0.18969 | -3.018% | 4174.31 | 1002.61 | 3763.8624 | 6.2844 | 151964.55 | 4178.78
Ducts_R6 | New Ducts: R-6 |  | New Ducts: R-6 | PGE | PGE | CZ01 | Pre1978 | Std | Mixed-fuel | Mixed-fuel | 266.61 | 126.745 | 4808.3746 | 4808.3746 | 12807.3254 | 426.4155 | N/A | N/A | 12037.4079 | 18245.6044 | 2.5034 | 3.7945 | N/A | N/A | N/A | N/A | N/A | N/A | N/A | N/A | 11.2763 | N/A | N/A | 17615.7 | 3.6635 | 0.77539 | 12.34% | 4174.31 | 1002.61 | 3763.8624 | 6.2844 | 151964.55 | 3907.7
Ducts_R8 | New Ducts: R-8 |  | New Ducts: R-8 | PGE | PGE | CZ01 | Pre1978 | Std | Mixed-fuel | Mixed-fuel | 272.82 | 132.778 | 6311.1144 | 6311.1144 | 12103.7856 | 444.0299 | N/A | N/A | 12549.2486 | 19049.8086 | 1.9884 | 3.0185 | N/A | N/A | N/A | N/A | N/A | N/A | N/A | N/A | 14.2133 | N/A | N/A | 18414.9 | 2.9179 | 0.81149 | 12.91% | 4174.31 | 1002.61 | 3763.8624 | 6.2844 | 151964.55 | 3901.49
DuctSealing_10% | Duct Sealing: 10% |  | Duct Sealing: 10% | PGE | PGE | CZ01 | Pre1978 | Std | Mixed-fuel | Mixed-fuel | 84.55 | 89.076 | 2589.5542 | 2589.5542 | 9032.1458 | 256.9538 | N/A | N/A | 7485.4583 | 11796.7561 | 2.8906 | 4.5555 | N/A | N/A | N/A | N/A | N/A | N/A | N/A | N/A | 10.0779 | N/A | N/A | 11621.7 | 4.4879 | 0.5319 | 8.464% | 4174.31 | 1002.61 | 3763.8624 | 6.2844 | 151964.55 | 4089.76
HPWH | HPWH |  | 240V Fed. Min. HPWH | PGE | PGE | CZ01 | Pre1978 | Std | Mixed-fuel | Mixed-fuel | -1679.58 | 183.702 | 4332.0102 | 6553.7323 | 3602.7677 | -280.7332 | -158.8416 | N/A | -3171.7589 | 4433.488 | 0 | 0.67648 | -392.8257 | 7358.6106 | 0 | 1.1228 | N/A | N/A | N/A | N/A | -15.4311 | -27.2725 | N/A | 10156.5 | 1.5497 | 0.91276 | 14.65% | 4174.31 | 993.3 | 3741.2401 | 6.23 | 150849 | 5853.89
HPWH_HighEfficiency | High Efficiency HPWH |  | 240V Market Std. NEEA HPWH | PGE | PGE | CZ01 | Pre1978 | Std | Mixed-fuel | Mixed-fuel | -1250.53 | 184.128 | 5192.8306 | 7967.0806 | 5386.2194 | -95.877 | -14.8738 | N/A | 1050.2559 | 8895.8779 | 0.13182 | 1.1166 | 2896.9972 | 10839.7695 | 0.36362 | 1.3606 | N/A | N/A | N/A | N/A | -54.1614 | -349.1251 | N/A | 13353.3 | 1.6761 | 0.9606 | 15.42% | 4174.31 | 993.3 | 3741.2401 | 6.23 | 150849 | 5424.84
HPWH_HighEfficiency_DR | High Efficiency HPWH with Demand Response |  | 240V Market Std. NEEA HPWH + DR | PGE | PGE | CZ01 | Pre1978 | Std | Mixed-fuel | Mixed-fuel | -1153.35 | 184.199 | 5192.8306 | 7967.0806 | 6684.9194 | -52.525 | 25.5481 | N/A | 2039.8975 | 9940.6785 | 0.25604 | 1.2477 | 3819.8394 | 11814.2565 | 0.47945 | 1.4829 | N/A | N/A | N/A | N/A | -98.864 | 203.2569 | N/A | 14652 | 1.8391 | 0.98406 | 15.8% | 4174.31 | 993.3 | 3741.2401 | 6.23 | 150849 | 5327.66
HPWH_120V | 120V HPWH |  | 120V Market Std. NEEA HPWH | PGE | PGE | CZ01 | Pre1978 | Std | Mixed-fuel | Mixed-fuel | -1014.11 | 185.285 | 2892.8863 | 4272.7328 | 11428.2172 | 9.4292 | 71.9292 | N/A | 3471.7304 | 11494.4785 | 0.81253 | 2.6902 | 4896.6284 | 12994.3351 | 1.146 | 3.0412 | N/A | N/A | N/A | N/A | 306.7999 | 40.2185 | N/A | 15700.95 | 3.6747 | 1.0031 | 16.1% | 4174.31 | 993.3 | 3741.2401 | 6.23 | 150849 | 5188.42
HPWH_TankOutside | HPWH in Exterior Closet |  | 240V Fed. Min. HPWH, Exterior Closet | PGE | PGE | CZ01 | Pre1978 | Std | Mixed-fuel | Mixed-fuel | -1725.57 | 180.759 | 4751.0613 | 6972.7834 | 2501.0666 | -307.9294 | -181.7814 | N/A | -3844.2742 | 3599.2441 | 0 | 0.51618 | -968.3021 | 6626.5104 | 0 | 0.95034 | N/A | N/A | N/A | N/A | -15.4291 | -26.1361 | N/A | 9473.85 | 1.3587 | 0.89031 | 14.29% | 4174.31 | 993.3 | 3741.2401 | 6.23 | 150849 | 5899.88
HPWH_TankInside_NotDucted | HPWH in interior closet, not ducted |  | 240V Fed. Min. HPWH, Interior Closet, Not Ducted | PGE | PGE | CZ01 | Pre1978 | Std | Mixed-fuel | Mixed-fuel | -1242.74 | 112.217 | 4412.5691 | 6634.2911 | -1639.2911 | -270.2833 | -192.9719 | N/A | -4195.9479 | 316.3304 | 0 | 0.047681 | -2433.3717 | 2171.6291 | 0 | 0.32733 | N/A | N/A | N/A | N/A | -16.3257 | -22.8664 | N/A | 4995 | 0.75291 | 0.55288 | 8.875% | 4174.31 | 993.3 | 3741.2401 | 6.23 | 150849 | 5417.05
HPWH_TankInside_Ducted | HPWH in interior closet, ducted outside |  | 240V Fed. Min. HPWH, Interior Closet, Ducted | PGE | PGE | CZ01 | Pre1978 | Std | Mixed-fuel | Mixed-fuel | -1613.57 | 200.317 | 5491.8272 | 7713.5493 | 4907.1507 | -213.3626 | -98.5661 | N/A | -1341.1602 | 7069.7267 | 0 | 0.91653 | 1276.0149 | 9824.5817 | 0.16543 | 1.2737 | N/A | N/A | N/A | N/A | -25.7394 | -55.7172 | N/A | 12620.7 | 1.6362 | 1.0182 | 16.34% | 4174.31 | 993.3 | 3741.2401 | 6.23 | 150849 | 5787.88
HPSH_9.5HSPF2_17SEER2 | New HPSH 9.5 HSPF2, 17 SEER2 |  | High Efficiency HPSH | PGE | PGE | CZ01 | Pre1978 | Std | Mixed-fuel | Mixed-fuel | -5094.41 | 663.311 | 6971.8009 | 10367.4368 | 27672.2632 | -241.0771 | -15.4979 | N/A | 6222.7983 | 34761.6545 | 0.60023 | 3.353 | 11365.6427 | 40175.0448 | 1.0963 | 3.8751 | N/A | N/A | N/A | N/A | -28.9194 | -449.8541 | N/A | 38039.7 | 3.6692 | 3.1375 | 55.5% | 4089.76 | 896.525 | 3464.5507 | 5.6531 | 133943.7 | 9184.17
MSHP | Ducted MSHP 9.5 HSPF2, 16.5 SEER2 |  | High Eff MSHP | PGE | PGE | CZ01 | Pre1978 | Std | Mixed-fuel | Mixed-fuel | -5094.41 | 663.311 | 3643.3589 | 6070.1044 | 31969.5956 | -241.0771 | -15.4979 | N/A | 6222.7983 | 34761.6545 | 1.0252 | 5.7267 | 11365.6427 | 40175.0448 | 1.8724 | 6.6185 | N/A | N/A | N/A | N/A | -15.1128 | -235.087 | N/A | 38039.7 | 6.2667 | 3.1375 | 55.5% | 4089.76 | 896.525 | 3464.5507 | 5.6531 | 133943.7 | 9184.17
PV_3kW | 3kW PV |  | 3kW PV | PGE | PGE | CZ01 | Pre1978 | Std | Mixed-fuel | Mixed-fuel | 3848.728 | 0 | 9608.1502 | 11574.2633 | -3665.5133 | 683.0932 | N/A | 553.4723 | 15573.4277 | 16392.688 | 1.3455 | 1.4163 | N/A | N/A | N/A | N/A | 12618.2798 | 13282.0807 | 1.0902 | 1.1476 | 14.0657 | N/A | 17.3598 | 7908.75 | 0.6833 | 0.097 | 1.544% | 4174.31 | 1002.61 | 3763.8624 | 6.2844 | 151964.55 | 325.582
AE | All Electric |  | All Electric | PGE | PGE | CZ01 | Pre1978 | Std | All Electric | Mixed-fuel | -8819.39 | 1002.61 | 9323.1145 | 13059.3699 | 43950.2301 | -1145.8983 | -551.8359 | N/A | -9357.3024 | 30515.0647 | 0 | 2.3366 | 4186.3667 | 44771.2161 | 0.32056 | 3.4283 | N/A | N/A | N/A | N/A | -8.1361 | -16.8947 | N/A | 57009.6 | 4.3654 | 4.7433 | 75.48% | 4174.31 | 1002.61 | 3763.8624 | 6.2844 | 151964.55 | 12993.7
VCHP_base | Base VCHP |  | Base VCHP | PGE | PGE | CZ01 | Pre1978 | Std | Mixed-fuel | Mixed-fuel | -4776.1 | 617.193 | 9055.6753 | 14448.4937 | 25028.6563 | -230.3733 | -100.4429 | N/A | 5623.2986 | 32099.9561 | 0.3892 | 2.2217 | 8585.504 | 35217.9921 | 0.59421 | 2.4375 | N/A | N/A | N/A | N/A | -39.3087 | -90.1575 | N/A | 39477.15 | 2.7323 | 2.9345 | 55.3% | 3475.88 | 850.407 | 3094.6444 | 5.3064 | 128055.15 | 8251.98
VCHP_Fujitsu48 | Fujitsu 48 VCHP |  | Fujitsu 48 VCHP | PGE | PGE | CZ01 | Pre1978 | Std | Mixed-fuel | Mixed-fuel | -1835.31 | 617.193 | 12639.7411 | 20333.035 | 41688.215 | 927.4063 | 804.0217 | N/A | 32018.814 | 59884.0418 | 1.5747 | 2.9452 | 29205.8439 | 56923.0917 | 1.4364 | 2.7995 | N/A | N/A | N/A | N/A | 13.6291 | 15.7206 | N/A | 62021.25 | 3.0503 | 3.344 | 63.02% | 3475.88 | 850.407 | 3094.6444 | 5.3064 | 128055.15 | 5311.19
HPWH_PV | HPWH + 3kW PV |  | 240V Fed. Min. HPWH + 3kW PV | PGE | PGE | CZ01 | Pre1978 | Std | Mixed-fuel | Mixed-fuel | 2169.15 | 183.702 | 13940.1604 | 18127.9956 | 1968.5544 | 585.4885 | N/A | 551.9888 | 16576.7046 | 25220.8449 | 0.91443 | 1.3913 | N/A | N/A | N/A | N/A | 15812.9667 | 24416.9296 | 0.8723 | 1.3469 | 23.8095 | N/A | 25.2544 | 20096.55 | 1.1086 | 1.0098 | 16.21% | 4174.31 | 993.3 | 3741.2401 | 6.23 | 150849 | 2005.16
HPSH_PV | HPSH + 3kW PV |  | HPSH + 3kW PV | PGE | PGE | CZ01 | Pre1978 | Std | Mixed-fuel | Mixed-fuel | -2321.08 | 663.311 | 13649.2545 | 17129.9009 | 21609.0991 | 67.2111 | N/A | 296.9534 | 13251.2763 | 42159.8747 | 0.77358 | 2.4612 | N/A | N/A | N/A | N/A | 18489.0321 | 47673.1694 | 1.0793 | 2.783 | 203.0802 | N/A | 45.9643 | 38739 | 2.2615 | 3.0864 | 54.6% | 4089.76 | 896.525 | 3464.5507 | 5.6531 | 133943.7 | 6410.84
HPSH_RCV_300CFM | New HPSH |  | Heat Pump Space Heater | PGE | PGE | CZ02 | Pre1978 | Std | Mixed-fuel | Mixed-fuel | -3301.17 | 335.532 | 1096.1794 | 1898.4186 | 11188.4814 | -495.9417 | -345.2582 | N/A | -5555.7523 | 7996.3838 | 0 | 4.2121 | -2120.4099 | 11612.4468 | 0 | 6.1169 | N/A | N/A | N/A | N/A | -2.2103 | -3.175 | N/A | 13086.9 | 6.8936 | 1.4107 | 38.4% | 4228.97 | 557.892 | 2659.1389 | 3.6742 | 95704.2 | 7530.14
DFHP_RCV_300CFM_35F | DFHP, Existing Furnace 35F |  | Dual Fuel Heat Pump (existing furnace) | PGE | PGE | CZ02 | Pre1978 | Std | Mixed-fuel | Mixed-fuel | -2320.09 | 271.129 | 1987.2433 | 810.8035 | 10028.3465 | -231.5976 | -186.3733 | N/A | -530.461 | 10875.4995 | 0 | 13.4132 | 500.5816 | 11960.7814 | 0.61739 | 14.7518 | N/A | N/A | N/A | N/A | -8.5806 | -10.6627 | N/A | 10839.15 | 13.3684 | 1.2131 | 32.57% | 4228.97 | 566.496 | 2680.8036 | 3.7245 | 93850.5 | 6549.06
RaisedFloorInsulation_R19 | Raised Floor Insulation: R-19 |  | Raised Floor Insulation: R-19 | PGE | PGE | CZ02 | Pre1978 | Std | Mixed-fuel | Mixed-fuel | -285.31 | 89.098 | 3632.776 | 3632.776 | 6190.724 | 77.552 | N/A | N/A | 3400.3753 | 7508.7867 | 0.93603 | 2.067 | N/A | N/A | N/A | N/A | N/A | N/A | N/A | N/A | 46.8431 | N/A | N/A | 9823.5 | 2.7041 | 0.51854 | 12.19% | 4962.93 | 648.731 | 3246.2609 | 4.2525 | 113586.3 | 5248.24
RaisedFloorInsulation_R30 | Raised Floor Insulation: R-30vs0 |  | Raised Floor Insulation: R-30vsR0 | PGE | PGE | CZ02 | Pre1978 | Std | Mixed-fuel | Mixed-fuel | -342.66 | 102.485 | 4112.6252 | 4112.6252 | 7092.8248 | 82.4424 | N/A | N/A | 3757.565 | 8476.2389 | 0.91367 | 2.061 | N/A | N/A | N/A | N/A | N/A | N/A | N/A | N/A | 49.8848 | N/A | N/A | 11205.45 | 2.7246 | 0.59601 | 14.02% | 4962.93 | 648.731 | 3246.2609 | 4.2525 | 113586.3 | 5305.59
WallInsulation_R13 | Wall Insulation: R-13 |  | Wall Insulation: R-13 | PGE | PGE | CZ02 | Pre1978 | Std | Mixed-fuel | Mixed-fuel | 114.71 | 58.558 | 2950.4997 | 2950.4997 | 5124.7503 | 199.1661 | N/A | N/A | 5616.8838 | 8503.1835 | 1.9037 | 2.8819 | N/A | N/A | N/A | N/A | N/A | N/A | N/A | N/A | 14.8143 | N/A | N/A | 8075.25 | 2.7369 | 0.35386 | 8.813% | 4579.75 | 611.803 | 2966.2885 | 4.0153 | 106793.1 | 4465.04
AtticInsulation_R38_infil | Attic Insulation: R-38 |  | Attic Insulation: R-38 | PGE | PGE | CZ02 | Pre1978 | Std | Mixed-fuel | Mixed-fuel | 377.45 | 40.284 | 6762.2571 | 6762.2571 | 447.1929 | 287.4965 | N/A | N/A | 7302.1373 | 9486.1908 | 1.0798 | 1.4028 | N/A | N/A | N/A | N/A | N/A | N/A | N/A | N/A | 23.5212 | N/A | N/A | 7209.45 | 1.0661 | 0.25724 | 6.406% | 4579.75 | 611.803 | 2966.2885 | 4.0153 | 106793.1 | 4202.3
AtticInsulation_R49_infil | Attic Insulation: R-49 |  | Attic Insulation: R-49 | PGE | PGE | CZ02 | Pre1978 | Std | Mixed-fuel | Mixed-fuel | 414.19 | 44.088 | 7446.0183 | 7446.0183 | 462.7317 | 314.8523 | N/A | N/A | 7996.3628 | 10386.7879 | 1.0739 | 1.3949 | N/A | N/A | N/A | N/A | N/A | N/A | N/A | N/A | 23.6492 | N/A | N/A | 7908.75 | 1.0621 | 0.28206 | 7.025% | 4579.75 | 611.803 | 2966.2885 | 4.0153 | 106793.1 | 4165.56
Windows_0.28UFactor0.23SHGC | New Windows: 0.28 U-factor, 0.23 SHGC |  | Window Upgrade: 0.28 vs 0.30 U-factor | PGE | PGE | CZ02 | Pre1978 | Std | Mixed-fuel | Mixed-fuel | 496.02 | 25.652 | 11462.7824 | 11462.7824 | -5318.9324 | 310.3768 | N/A | N/A | 7558.3442 | 9116.9016 | 0.65938 | 0.79535 | N/A | N/A | N/A | N/A | N/A | N/A | N/A | N/A | 36.9318 | N/A | N/A | 6143.85 | 0.53598 | 0.18136 | 4.517% | 4579.75 | 611.803 | 2966.2885 | 4.0153 | 106793.1 | 4083.73
Roof_RB | Roofing: Radiant Barrier |  | Radiant Barrier (at roof replacement) | PGE | PGE | CZ02 | Pre1978 | Std | Mixed-fuel | Mixed-fuel | 215.83 | 15.406 | 892.9455 | 892.9455 | 2253.9045 | 145.1534 | N/A | N/A | 3594.5319 | 4470.3587 | 4.0255 | 5.0063 | N/A | N/A | N/A | N/A | N/A | N/A | N/A | N/A | 6.1517 | N/A | N/A | 3146.85 | 3.5241 | 0.10188 | 2.537% | 4579.75 | 611.803 | 2966.2885 | 4.0153 | 106793.1 | 4363.92
Roof_0.20Ref | Roofing: Steep Sloped, 0.20 Ref. |  | 0.20 Solar Reflectance Cool Roof (at roof replacement) | PGE | PGE | CZ02 | Pre1978 | Std | Mixed-fuel | Mixed-fuel | 147.09 | -13.655 | 892.9455 | 1203.407 | -2119.157 | 40.6144 | N/A | N/A | 677.9976 | 116.7747 | 0.5634 | 0.097037 | N/A | N/A | N/A | N/A | N/A | N/A | N/A | N/A | 21.9859 | N/A | N/A | -915.75 | 0 | -0.0737 | -1.835% | 4579.75 | 611.803 | 2966.2885 | 4.0153 | 106793.1 | 4432.66
Roof_0.25Ref | Roofing: Steep Sloped, 0.25 Ref. |  | 0.25 Solar Reflectance Cool Roof (at roof replacement) | PGE | PGE | CZ02 | Pre1978 | Std | Mixed-fuel | Mixed-fuel | 214.65 | -20.718 | 1785.8911 | 2406.8139 | -3805.4139 | 57.2098 | N/A | N/A | 928.1444 | 71.4582 | 0.38563 | 0.02969 | N/A | N/A | N/A | N/A | N/A | N/A | N/A | N/A | 31.2165 | N/A | N/A | -1398.6 | 0 | -0.11169 | -2.782% | 4579.75 | 611.803 | 2966.2885 | 4.0153 | 106793.1 | 4365.1
Ducts_R6 | New Ducts: R-6 |  | New Ducts: R-6 | PGE | PGE | CZ02 | Pre1978 | Std | Mixed-fuel | Mixed-fuel | 394.83 | 67.816 | 4808.3746 | 4808.3746 | 6297.1754 | 353.5522 | N/A | N/A | 9312.9013 | 12817.9582 | 1.9368 | 2.6658 | N/A | N/A | N/A | N/A | N/A | N/A | N/A | N/A | 13.6002 | N/A | N/A | 11105.55 | 2.3096 | 0.4347 | 10.83% | 4579.75 | 611.803 | 2966.2885 | 4.0153 | 106793.1 | 4184.92
Ducts_R8 | New Ducts: R-8 |  | New Ducts: R-8 | PGE | PGE | CZ02 | Pre1978 | Std | Mixed-fuel | Mixed-fuel | 405.3 | 70.886 | 6311.1144 | 6311.1144 | 5260.6356 | 366.1423 | N/A | N/A | 9656.632 | 13316.2552 | 1.5301 | 2.11 | N/A | N/A | N/A | N/A | N/A | N/A | N/A | N/A | 17.2368 | N/A | N/A | 11571.75 | 1.8336 | 0.45363 | 11.3% | 4579.75 | 611.803 | 2966.2885 | 4.0153 | 106793.1 | 4174.45
DuctSealing_10% | Duct Sealing: 10% |  | Duct Sealing: 10% | PGE | PGE | CZ02 | Pre1978 | Std | Mixed-fuel | Mixed-fuel | 160.16 | 45.308 | 2589.5542 | 2589.5542 | 4137.0458 | 188.7622 | N/A | N/A | 5140.2423 | 7425.0288 | 1.985 | 2.8673 | N/A | N/A | N/A | N/A | N/A | N/A | N/A | N/A | 13.7186 | N/A | N/A | 6726.6 | 2.5976 | 0.27971 | 6.966% | 4579.75 | 611.803 | 2966.2885 | 4.0153 | 106793.1 | 4419.59
HPWH | HPWH |  | 240V Fed. Min. HPWH | PGE | PGE | CZ02 | Pre1978 | Std | Mixed-fuel | Mixed-fuel | -1585.59 | 171.969 | 4332.0102 | 6553.7323 | 2953.4177 | -283.2662 | -249.0054 | N/A | -3570.9181 | 3191.4392 | 0 | 0.48697 | -2789.8284 | 4013.6191 | 0 | 0.61242 | N/A | N/A | N/A | N/A | -15.2931 | -17.3973 | N/A | 9507.15 | 1.4506 | 0.84989 | 21.45% | 4579.75 | 602.664 | 2944.059 | 3.9619 | 105694.2 | 6165.34
HPWH_HighEfficiency | High Efficiency HPWH |  | 240V Market Std. NEEA HPWH | PGE | PGE | CZ02 | Pre1978 | Std | Mixed-fuel | Mixed-fuel | -1207.39 | 172.24 | 5192.8306 | 7967.0806 | 4303.9694 | -121.4364 | -123.9212 | N/A | 123.4681 | 7092.0348 | 0.015497 | 0.89017 | 66.8194 | 7032.406 | 0.0083869 | 0.88268 | N/A | N/A | N/A | N/A | -42.7617 | -41.9043 | N/A | 12271.05 | 1.5402 | 0.89025 | 22.47% | 4579.75 | 602.664 | 2944.059 | 3.9619 | 105694.2 | 5787.14
HPWH_HighEfficiency_DR | High Efficiency HPWH with Demand Response |  | 240V Market Std. NEEA HPWH + DR | PGE | PGE | CZ02 | Pre1978 | Std | Mixed-fuel | Mixed-fuel | -1062.66 | 172.285 | 5192.8306 | 7967.0806 | 5735.8694 | -58.4197 | -70.2164 | N/A | 1560.9605 | 8607.1016 | 0.19593 | 1.0803 | 1292.014 | 8324.0068 | 0.16217 | 1.0448 | N/A | N/A | N/A | N/A | -88.8884 | -73.9547 | N/A | 13702.95 | 1.7199 | 0.91309 | 23.05% | 4579.75 | 602.664 | 2944.059 | 3.9619 | 105694.2 | 5642.41
HPWH_120V | 120V HPWH |  | 120V Market Std. NEEA HPWH | PGE | PGE | CZ02 | Pre1978 | Std | Mixed-fuel | Mixed-fuel | -955.01 | 172.908 | 2892.8863 | 4272.7328 | 10379.2672 | -12.5403 | -36.9542 | N/A | 2618.2102 | 9747.112 | 0.61277 | 2.2812 | 2061.6123 | 9161.2336 | 0.4825 | 2.1441 | N/A | N/A | N/A | N/A | -230.6865 | -78.2829 | N/A | 14652 | 3.4292 | 0.93457 | 23.59% | 4579.75 | 602.664 | 2944.059 | 3.9619 | 105694.2 | 5534.76
HPWH_TankOutside | HPWH in Exterior Closet |  | 240V Fed. Min. HPWH, Exterior Closet | PGE | PGE | CZ02 | Pre1978 | Std | Mixed-fuel | Mixed-fuel | -1615.61 | 170.072 | 4751.0613 | 6972.7834 | 2051.5166 | -300.7504 | -263.5931 | N/A | -4003.9144 | 2652.8912 | 0 | 0.38046 | -3156.7871 | 3544.5827 | 0 | 0.50835 | N/A | N/A | N/A | N/A | -15.7974 | -18.0242 | N/A | 9024.3 | 1.2942 | 0.83419 | 21.06% | 4579.75 | 602.664 | 2944.059 | 3.9619 | 105694.2 | 6195.36
HPWH_TankInside_NotDucted | HPWH in interior closet, not ducted |  | 240V Fed. Min. HPWH, Interior Closet, Not Ducted | PGE | PGE | CZ02 | Pre1978 | Std | Mixed-fuel | Mixed-fuel | -1071 | 129.038 | 4412.5691 | 6634.2911 | 1224.5089 | -162.2083 | -169.1299 | N/A | -1581.3088 | 3431.3038 | 0 | 0.51721 | -1739.1112 | 3265.2 | 0 | 0.49217 | N/A | N/A | N/A | N/A | -27.2031 | -26.0898 | N/A | 7858.8 | 1.1846 | 0.65728 | 16.59% | 4579.75 | 602.664 | 2944.059 | 3.9619 | 105694.2 | 5650.75
HPWH_TankInside_Ducted | HPWH in interior closet, ducted outside |  | 240V Fed. Min. HPWH, Interior Closet, Ducted | PGE | PGE | CZ02 | Pre1978 | Std | Mixed-fuel | Mixed-fuel | -1566.1 | 181.677 | 5491.8272 | 7713.5493 | 3225.5007 | -254.9693 | -226.4295 | N/A | -2750.6033 | 4476.6547 | 0 | 0.58036 | -2099.9413 | 5161.5457 | 0 | 0.66915 | N/A | N/A | N/A | N/A | -21.5392 | -24.254 | N/A | 10939.05 | 1.4182 | 0.91288 | 23.04% | 4579.75 | 602.664 | 2944.059 | 3.9619 | 105694.2 | 6145.85
HPSH_9.5HSPF2_17SEER2 | New HPSH 9.5 HSPF2, 17 SEER2 |  | High Efficiency HPSH | PGE | PGE | CZ02 | Pre1978 | Std | Mixed-fuel | Mixed-fuel | -2691.21 | 335.532 | 4049.8042 | 6747.8627 | 11200.8373 | -243.5806 | -153.3146 | N/A | 197.6763 | 14052.4789 | 0.029295 | 2.0825 | 2255.5955 | 16218.6576 | 0.33427 | 2.4035 | N/A | N/A | N/A | N/A | -16.6261 | -26.415 | N/A | 17948.7 | 2.6599 | 1.5078 | 41.04% | 4228.97 | 557.892 | 2659.1389 | 3.6742 | 95704.2 | 6920.18
MSHP | Ducted MSHP 9.5 HSPF2, 16.5 SEER2 |  | High Eff MSHP | PGE | PGE | CZ02 | Pre1978 | Std | Mixed-fuel | Mixed-fuel | -2694.11 | 335.532 | 1431.3643 | 3090.6078 | 14841.4422 | -245.1127 | -154.9258 | N/A | 162.7468 | 14015.7119 | 0.052659 | 4.5349 | 2218.8625 | 16179.9922 | 0.71794 | 5.2352 | N/A | N/A | N/A | N/A | -5.8396 | -9.239 | N/A | 17932.05 | 5.8021 | 1.5076 | 41.03% | 4228.97 | 557.892 | 2659.1389 | 3.6742 | 95704.2 | 6923.08
PV_3kW | 3kW PV |  | 3kW PV | PGE | PGE | CZ02 | Pre1978 | Std | Mixed-fuel | Mixed-fuel | 4548.471 | 0 | 9608.1502 | 11574.2633 | -2783.0633 | 753.2455 | N/A | 553.528 | 17172.7881 | 18076.1848 | 1.4837 | 1.5618 | N/A | N/A | N/A | N/A | 12619.5509 | 13283.4187 | 1.0903 | 1.1477 | 12.7557 | N/A | 17.358 | 8791.2 | 0.75955 | 0.10956 | 2.729% | 4579.75 | 611.803 | 2966.2885 | 4.0153 | 106793.1 | 31.279
AE | All Electric |  | All Electric | PGE | PGE | CZ02 | Pre1978 | Std | All Electric | Mixed-fuel | -5583.75 | 611.803 | 6378.1896 | 9402.1509 | 23398.3491 | -900.656 | -518.0205 | N/A | -10799.0241 | 12067.0586 | 0 | 1.2834 | -2075.5485 | 21249.444 | 0 | 2.2601 | N/A | N/A | N/A | N/A | -7.0817 | -12.3126 | N/A | 32800.5 | 3.4886 | 2.8172 | 70.16% | 4579.75 | 611.803 | 2966.2885 | 4.0153 | 106793.1 | 10163.5
VCHP_base | Base VCHP |  | Base VCHP | PGE | PGE | CZ02 | Pre1978 | Std | Mixed-fuel | Mixed-fuel | -2487.14 | 304.034 | 11081.0734 | 17976.4839 | -11.1339 | -241.7795 | -209.1437 | N/A | -343.0415 | 12082.7778 | 0 | 0.67214 | 401.0041 | 12865.9649 | 0.022307 | 0.71571 | N/A | N/A | N/A | N/A | -45.8313 | -52.9831 | N/A | 17965.35 | 0.99938 | 1.3656 | 39.72% | 3833.29 | 526.394 | 2411.4545 | 3.4379 | 91042.2 | 6320.43
VCHP_Fujitsu48 | Fujitsu 48 VCHP |  | Fujitsu 48 VCHP | PGE | PGE | CZ02 | Pre1978 | Std | Mixed-fuel | Mixed-fuel | -765.27 | 304.034 | 14838.0577 | 24144.9334 | 7473.4166 | 456.0801 | 330.6466 | N/A | 15567.0385 | 28829.8281 | 0.64473 | 1.194 | 12707.3563 | 25819.7086 | 0.52629 | 1.0694 | N/A | N/A | N/A | N/A | 32.5339 | 44.8759 | N/A | 31618.35 | 1.3095 | 1.6339 | 47.52% | 3833.29 | 526.394 | 2411.4545 | 3.4379 | 91042.2 | 4598.56
HPWH_PV | HPWH + 3kW PV |  | 240V Fed. Min. HPWH + 3kW PV | PGE | PGE | CZ02 | Pre1978 | Std | Mixed-fuel | Mixed-fuel | 2962.88 | 171.969 | 13940.1604 | 18127.9956 | 2251.6044 | 664.2062 | N/A | 544.0258 | 18029.9318 | 25928.6298 | 0.99459 | 1.4303 | N/A | N/A | N/A | N/A | 15290.0113 | 23044.5722 | 0.84345 | 1.2712 | 20.9877 | N/A | 25.6241 | 20379.6 | 1.1242 | 0.95945 | 24.22% | 4579.75 | 602.664 | 2944.059 | 3.9619 | 105694.2 | 1616.87
HPSH_PV | HPSH + 3kW PV |  | HPSH + 3kW PV | PGE | PGE | CZ02 | Pre1978 | Std | Mixed-fuel | Mixed-fuel | 1247.3 | 335.532 | 10704.3296 | 13472.6819 | 8771.7181 | 285.8246 | N/A | 346.5952 | 12267.2653 | 26757.0043 | 0.91053 | 1.986 | N/A | N/A | N/A | N/A | 13652.7369 | 28215.3604 | 1.0134 | 2.0943 | 37.4507 | N/A | 30.8842 | 22244.4 | 1.6511 | 1.5203 | 41.38% | 4228.97 | 557.892 | 2659.1389 | 3.6742 | 95704.2 | 2981.67
HPSH_RCV_300CFM | New HPSH |  | Heat Pump Space Heater | PGE | PGE | CZ03 | Pre1978 | Std | Mixed-fuel | Mixed-fuel | -2213.66 | 253.301 | 944.4874 | 1340.6188 | 9903.6812 | -209.6959 | -143.2128 | N/A | -452.762 | 9942.2934 | 0 | 7.4162 | 1062.9473 | 11537.7386 | 0.79288 | 8.6063 | N/A | N/A | N/A | N/A | -4.5041 | -6.595 | N/A | 11244.3 | 8.3874 | 1.0918 | 34.66% | 3795.78 | 473.808 | 2330.4809 | 3.1503 | 83272.2 | 6009.44
DFHP_RCV_300CFM_35F | DFHP, Existing Furnace 35F |  | Dual Fuel Heat Pump (existing furnace) | PGE | PGE | CZ03 | Pre1978 | Std | Mixed-fuel | Mixed-fuel | -1897.86 | 243.909 | 2041.2301 | 541.5984 | 9553.8516 | -98.7418 | -66.2468 | N/A | 1944.8827 | 12148.4694 | 3.591 | 22.4308 | 2685.7178 | 12928.2771 | 4.9589 | 23.8706 | N/A | N/A | N/A | N/A | -20.6724 | -30.8125 | N/A | 10095.45 | 18.6401 | 1.1011 | 34.54% | 3795.78 | 480.303 | 2346.8467 | 3.1883 | 81868.05 | 5693.64
RaisedFloorInsulation_R19 | Raised Floor Insulation: R-19 |  | Raised Floor Insulation: R-19 | PGE | PGE | CZ03 | Pre1978 | Std | Mixed-fuel | Mixed-fuel | -67.29 | 94.844 | 3632.776 | 3632.776 | 7955.624 | 200.5422 | N/A | N/A | 6307.6544 | 10817.6829 | 1.7363 | 2.9778 | N/A | N/A | N/A | N/A | N/A | N/A | N/A | N/A | 18.1148 | N/A | N/A | 11588.4 | 3.19 | 0.55944 | 15.05% | 3983.95 | 567.411 | 2649.7747 | 3.7175 | 98035.2 | 4051.24
RaisedFloorInsulation_R30 | Raised Floor Insulation: R-30vs0 |  | Raised Floor Insulation: R-30vsR0 | PGE | PGE | CZ03 | Pre1978 | Std | Mixed-fuel | Mixed-fuel | -84.06 | 107.758 | 4112.6252 | 4112.6252 | 9007.5748 | 224.3483 | N/A | N/A | 7087.2443 | 12208.4617 | 1.7233 | 2.9685 | N/A | N/A | N/A | N/A | N/A | N/A | N/A | N/A | 18.3314 | N/A | N/A | 13120.2 | 3.1902 | 0.63547 | 17.09% | 3983.95 | 567.411 | 2649.7747 | 3.7175 | 98035.2 | 4068.01
WallInsulation_R13 | Wall Insulation: R-13 |  | Wall Insulation: R-13 | PGE | PGE | CZ03 | Pre1978 | Std | Mixed-fuel | Mixed-fuel | 55.47 | 48.119 | 2950.4997 | 2950.4997 | 3476.4003 | 144.184 | N/A | N/A | 4171.7659 | 6520.7626 | 1.4139 | 2.2101 | N/A | N/A | N/A | N/A | N/A | N/A | N/A | N/A | 20.4634 | N/A | N/A | 6426.9 | 2.1782 | 0.2889 | 8.519% | 3859.86 | 513.573 | 2459.1319 | 3.3911 | 90426.15 | 3804.39
AtticInsulation_R38_infil | Attic Insulation: R-38 |  | Attic Insulation: R-38 | PGE | PGE | CZ03 | Pre1978 | Std | Mixed-fuel | Mixed-fuel | 74.79 | 37.001 | 6762.2571 | 6762.2571 | -1567.4571 | 127.1239 | N/A | N/A | 3584.1984 | 5424.1297 | 0.53003 | 0.80212 | N/A | N/A | N/A | N/A | N/A | N/A | N/A | N/A | 53.1942 | N/A | N/A | 5194.8 | 0.76821 | 0.22475 | 6.628% | 3859.86 | 513.573 | 2459.1319 | 3.3911 | 90426.15 | 3785.07
AtticInsulation_R49_infil | Attic Insulation: R-49 |  | Attic Insulation: R-49 | PGE | PGE | CZ03 | Pre1978 | Std | Mixed-fuel | Mixed-fuel | 83 | 40.402 | 7446.0183 | 7446.0183 | -1768.3683 | 139.355 | N/A | N/A | 3926.0206 | 5935.5266 | 0.52726 | 0.79714 | N/A | N/A | N/A | N/A | N/A | N/A | N/A | N/A | 53.432 | N/A | N/A | 5677.65 | 0.76251 | 0.24574 | 7.247% | 3859.86 | 513.573 | 2459.1319 | 3.3911 | 90426.15 | 3776.86
Windows_0.28UFactor0.35SHGC | New Windows: 0.28 U-factor, 0.35 SHGC |  | Window Upgrade: 0.28 vs 0.30 U-factor | PGE | PGE | CZ03 | Pre1978 | Std | Mixed-fuel | Mixed-fuel | 97.22 | 32.88 | 11871.2871 | 11871.2871 | -6992.8371 | 127.3867 | N/A | N/A | 3514.1803 | 5167.4455 | 0.29602 | 0.43529 | N/A | N/A | N/A | N/A | N/A | N/A | N/A | N/A | 93.1909 | N/A | N/A | 4878.45 | 0.41095 | 0.20431 | 6.025% | 3859.86 | 513.573 | 2459.1319 | 3.3911 | 90426.15 | 3762.64
Roof_RB | Roofing: Radiant Barrier |  | Radiant Barrier (at roof replacement) | PGE | PGE | CZ03 | Pre1978 | Std | Mixed-fuel | Mixed-fuel | 39.86 | 13.545 | 892.9455 | 892.9455 | 1088.4045 | 52.1458 | N/A | N/A | 1439.5414 | 2118.7942 | 1.6121 | 2.3728 | N/A | N/A | N/A | N/A | N/A | N/A | N/A | N/A | 17.124 | N/A | N/A | 1981.35 | 2.2189 | 0.08339 | 2.459% | 3859.86 | 513.573 | 2459.1319 | 3.3911 | 90426.15 | 3820
Roof_0.20Ref | Roofing: Steep Sloped, 0.20 Ref. |  | 0.20 Solar Reflectance Cool Roof (at roof replacement) | PGE | PGE | CZ03 | Pre1978 | Std | Mixed-fuel | Mixed-fuel | 15.84 | -10.539 | 892.9455 | 1203.407 | -2418.857 | -18.2449 | N/A | N/A | -607.765 | -1101.4917 | 0 | 0 | N/A | N/A | N/A | N/A | N/A | N/A | N/A | N/A | -48.9423 | N/A | N/A | -1215.45 | 0 | -0.06078 | -1.792% | 3859.86 | 513.573 | 2459.1319 | 3.3911 | 90426.15 | 3844.02
Roof_0.25Ref | Roofing: Steep Sloped, 0.25 Ref. |  | 0.25 Solar Reflectance Cool Roof (at roof replacement) | PGE | PGE | CZ03 | Pre1978 | Std | Mixed-fuel | Mixed-fuel | 21.34 | -15.982 | 1785.8911 | 2406.8139 | -4254.9639 | -28.9097 | N/A | N/A | -949.9661 | -1700.1637 | 0 | 0 | N/A | N/A | N/A | N/A | N/A | N/A | N/A | N/A | -61.7747 | N/A | N/A | -1848.15 | 0 | -0.09238 | -2.724% | 3859.86 | 513.573 | 2459.1319 | 3.3911 | 90426.15 | 3838.52
Ducts_R6 | New Ducts: R-6 |  | New Ducts: R-6 | PGE | PGE | CZ03 | Pre1978 | Std | Mixed-fuel | Mixed-fuel | 135.24 | 52.265 | 4808.3746 | 4808.3746 | 2850.6254 | 188.8407 | N/A | N/A | 5271.1918 | 7873.799 | 1.0963 | 1.6375 | N/A | N/A | N/A | N/A | N/A | N/A | N/A | N/A | 25.4626 | N/A | N/A | 7659 | 1.5928 | 0.32551 | 9.599% | 3859.86 | 513.573 | 2459.1319 | 3.3911 | 90426.15 | 3724.62
Ducts_R8 | New Ducts: R-8 |  | New Ducts: R-8 | PGE | PGE | CZ03 | Pre1978 | Std | Mixed-fuel | Mixed-fuel | 139.84 | 55.155 | 6311.1144 | 6311.1144 | 1747.4856 | 198.0669 | N/A | N/A | 5534.9386 | 8279.9818 | 0.87701 | 1.312 | N/A | N/A | N/A | N/A | N/A | N/A | N/A | N/A | 31.8635 | N/A | N/A | 8058.6 | 1.2769 | 0.3431 | 10.12% | 3859.86 | 513.573 | 2459.1319 | 3.3911 | 90426.15 | 3720.02
DuctSealing_10% | Duct Sealing: 10% |  | Duct Sealing: 10% | PGE | PGE | CZ03 | Pre1978 | Std | Mixed-fuel | Mixed-fuel | 47.44 | 33.27 | 2589.5542 | 2589.5542 | 1955.8958 | 104.0182 | N/A | N/A | 2986.2826 | 4623.495 | 1.1532 | 1.7854 | N/A | N/A | N/A | N/A | N/A | N/A | N/A | N/A | 24.8952 | N/A | N/A | 4545.45 | 1.7553 | 0.20142 | 5.94% | 3859.86 | 513.573 | 2459.1319 | 3.3911 | 90426.15 | 3812.42
HPWH | HPWH |  | 240V Fed. Min. HPWH | PGE | PGE | CZ03 | Pre1978 | Std | Mixed-fuel | Mixed-fuel | -1361.3 | 169.874 | 4332.0102 | 6553.7323 | 4352.0177 | -206.5116 | -135.8746 | N/A | -1926.5409 | 4668.3372 | 0 | 0.71232 | -316.1296 | 6363.4662 | 0 | 0.97097 | N/A | N/A | N/A | N/A | -20.9771 | -31.8824 | N/A | 10905.75 | 1.6641 | 0.86697 | 25.97% | 3859.86 | 504.461 | 2437.7609 | 3.3378 | 89327.25 | 5221.16
HPWH_HighEfficiency | High Efficiency HPWH |  | 240V Market Std. NEEA HPWH | PGE | PGE | CZ03 | Pre1978 | Std | Mixed-fuel | Mixed-fuel | -1047.99 | 170.107 | 5192.8306 | 7967.0806 | 5286.3194 | -71.0745 | -29.5292 | N/A | 1165.3471 | 7932.8443 | 0.14627 | 0.9957 | 2112.5129 | 8929.837 | 0.26516 | 1.1208 | N/A | N/A | N/A | N/A | -73.0618 | -175.8539 | N/A | 13253.4 | 1.6635 | 0.90416 | 27.09% | 3859.86 | 504.461 | 2437.7609 | 3.3378 | 89327.25 | 4907.85
HPWH_HighEfficiency_DR | High Efficiency HPWH with Demand Response |  | 240V Market Std. NEEA HPWH + DR | PGE | PGE | CZ03 | Pre1978 | Std | Mixed-fuel | Mixed-fuel | -971.37 | 170.137 | 5192.8306 | 7967.0806 | 6301.9694 | -36.4451 | 3.0727 | N/A | 1955.3741 | 8765.7141 | 0.24543 | 1.1002 | 2856.3163 | 9714.0516 | 0.35851 | 1.2193 | N/A | N/A | N/A | N/A | -142.4835 | 1690.0151 | N/A | 14269.05 | 1.791 | 0.92054 | 27.58% | 3859.86 | 504.461 | 2437.7609 | 3.3378 | 89327.25 | 4831.23
HPWH_120V | 120V HPWH |  | 120V Market Std. NEEA HPWH | PGE | PGE | CZ03 | Pre1978 | Std | Mixed-fuel | Mixed-fuel | -935.44 | 171.595 | 2892.8863 | 4272.7328 | 10279.3672 | -17.1731 | 17.7307 | N/A | 2421.0512 | 9319.2146 | 0.56663 | 2.1811 | 3216.8016 | 10156.8264 | 0.75287 | 2.3771 | N/A | N/A | N/A | N/A | -168.4547 | 163.1569 | N/A | 14552.1 | 3.4058 | 0.92636 | 27.75% | 3859.86 | 504.461 | 2437.7609 | 3.3378 | 89327.25 | 4795.3
HPWH_TankOutside | HPWH in Exterior Closet |  | 240V Fed. Min. HPWH, Exterior Closet | PGE | PGE | CZ03 | Pre1978 | Std | Mixed-fuel | Mixed-fuel | -1381.99 | 168.246 | 4751.0613 | 6972.7834 | 3566.6666 | -219.4364 | -147.0097 | N/A | -2250.2165 | 4257.7933 | 0 | 0.61063 | -599.0042 | 5995.8698 | 0 | 0.8599 | N/A | N/A | N/A | N/A | -21.6512 | -32.318 | N/A | 10539.45 | 1.5115 | 0.85398 | 25.59% | 3859.86 | 504.461 | 2437.7609 | 3.3378 | 89327.25 | 5241.85
HPWH_TankInside_NotDucted | HPWH in interior closet, not ducted |  | 240V Fed. Min. HPWH, Interior Closet, Not Ducted | PGE | PGE | CZ03 | Pre1978 | Std | Mixed-fuel | Mixed-fuel | -1145.86 | 130.925 | 4412.5691 | 6634.2911 | 1157.9089 | -208.2294 | -157.9864 | N/A | -2651.793 | 2253.2868 | 0 | 0.33964 | -1506.3331 | 3459.0052 | 0 | 0.52138 | N/A | N/A | N/A | N/A | -21.1909 | -27.9301 | N/A | 7792.2 | 1.1745 | 0.6689 | 20.04% | 3859.86 | 504.461 | 2437.7609 | 3.3378 | 89327.25 | 5005.72
HPWH_TankInside_Ducted | HPWH in interior closet, ducted outside |  | 240V Fed. Min. HPWH, Interior Closet, Ducted | PGE | PGE | CZ03 | Pre1978 | Std | Mixed-fuel | Mixed-fuel | -1326.94 | 179.18 | 5491.8272 | 7713.5493 | 4624.1007 | -170.2989 | -103.9392 | N/A | -937.2947 | 6103.5945 | 0 | 0.79128 | 575.5999 | 7696.0769 | 0.074622 | 0.99773 | N/A | N/A | N/A | N/A | -32.2482 | -52.8369 | N/A | 12337.65 | 1.5995 | 0.92721 | 27.78% | 3859.86 | 504.461 | 2437.7609 | 3.3378 | 89327.25 | 5186.8
HPSH_9.5HSPF2_17SEER2 | New HPSH 9.5 HSPF2, 17 SEER2 |  | High Efficiency HPSH | PGE | PGE | CZ03 | Pre1978 | Std | Mixed-fuel | Mixed-fuel | -1789.69 | 253.301 | 3852.2557 | 6114.7729 | 8725.9271 | -36.1052 | -14.1402 | N/A | 3504.8268 | 14108.0763 | 0.57317 | 2.3072 | 4005.5939 | 14635.1869 | 0.65507 | 2.3934 | N/A | N/A | N/A | N/A | -106.6952 | -272.4324 | N/A | 14840.7 | 2.427 | 1.1632 | 36.92% | 3795.78 | 473.808 | 2330.4809 | 3.1503 | 83272.2 | 5585.47
MSHP | Ducted MSHP 9.5 HSPF2, 16.5 SEER2 |  | High Eff MSHP | PGE | PGE | CZ03 | Pre1978 | Std | Mixed-fuel | Mixed-fuel | -1779.01 | 253.301 | 1447.5536 | 2808.4461 | 12115.5039 | -31.9217 | -11.3473 | N/A | 3600.2048 | 14208.4718 | 1.2819 | 5.0592 | 4069.2672 | 14702.2098 | 1.4489 | 5.235 | N/A | N/A | N/A | N/A | -45.347 | -127.5677 | N/A | 14923.95 | 5.314 | 1.1656 | 37% | 3795.78 | 473.808 | 2330.4809 | 3.1503 | 83272.2 | 5574.79
PV_3kW | 3kW PV |  | 3kW PV | PGE | PGE | CZ03 | Pre1978 | Std | Mixed-fuel | Mixed-fuel | 3859.8607 | 0 | 9608.1502 | 11574.2633 | -3582.2633 | 684.588 | N/A | 531.8227 | 15607.5083 | 16428.5615 | 1.3485 | 1.4194 | N/A | N/A | N/A | N/A | 12124.7047 | 12762.5405 | 1.0476 | 1.1027 | 14.0349 | N/A | 18.0665 | 7992 | 0.6905 | 0.09835 | 2.9% | 3859.86 | 513.573 | 2459.1319 | 3.3911 | 90426.15 | -0.00071895
AE | All Electric |  | All Electric | PGE | PGE | CZ03 | Pre1978 | Std | All Electric | Mixed-fuel | -4565.62 | 513.573 | 6226.4976 | 8844.3511 | 19643.7989 | -717.3862 | -441.1769 | N/A | -8374.2972 | 10398.0075 | 0 | 1.1757 | -2077.1683 | 17026.405 | 0 | 1.9251 | N/A | N/A | N/A | N/A | -8.6794 | -14.1134 | N/A | 28488.15 | 3.2211 | 2.416 | 71.24% | 3859.86 | 513.573 | 2459.1319 | 3.3911 | 90426.15 | 8425.48
VCHP_base | Base VCHP |  | Base VCHP | PGE | PGE | CZ03 | Pre1978 | Std | Mixed-fuel | Mixed-fuel | -1642.47 | 224.605 | 6685.4318 | 10658.1642 | 3577.5858 | -50.6374 | -69.4668 | N/A | 2643.7708 | 11926.4476 | 0.24805 | 1.119 | 2214.4914 | 11474.5854 | 0.20777 | 1.0766 | N/A | N/A | N/A | N/A | -132.0255 | -96.2393 | N/A | 14235.75 | 1.3357 | 1.0293 | 34.96% | 3542.68 | 445.112 | 2153.3627 | 2.9439 | 79254 | 5185.15
VCHP_Fujitsu48 | Fujitsu 48 VCHP |  | Fujitsu 48 VCHP | PGE | PGE | CZ03 | Pre1978 | Std | Mixed-fuel | Mixed-fuel | -586.88 | 224.605 | 10096.5791 | 16258.7971 | 7001.2529 | 373.0498 | 251.4559 | N/A | 12303.1603 | 22093.9818 | 0.75671 | 1.3589 | 9531.0135 | 19176.0027 | 0.58621 | 1.1794 | N/A | N/A | N/A | N/A | 27.065 | 40.1525 | N/A | 23260.05 | 1.4306 | 1.2125 | 41.19% | 3542.68 | 445.112 | 2153.3627 | 2.9439 | 79254 | 4129.56
HPWH_PV | HPWH + 3kW PV |  | 240V Fed. Min. HPWH + 3kW PV | PGE | PGE | CZ03 | Pre1978 | Std | Mixed-fuel | Mixed-fuel | 3379.069 | 169.874 | 13940.1604 | 18127.9956 | 3517.0044 | 729.4926 | N/A | 642.3042 | 19412.8533 | 27130.3178 | 1.0709 | 1.4966 | N/A | N/A | N/A | N/A | 17425.0962 | 25037.9921 | 0.96123 | 1.3812 | 19.1094 | N/A | 21.7034 | 21645 | 1.194 | 0.98777 | 29.59% | 3859.86 | 504.461 | 2437.7609 | 3.3378 | 89327.25 | 480.791
HPSH_PV | HPSH + 3kW PV |  | HPSH + 3kW PV | PGE | PGE | CZ03 | Pre1978 | Std | Mixed-fuel | Mixed-fuel | 2526.71 | 253.301 | 10552.6375 | 12914.8821 | 7170.5679 | 535.3118 | N/A | 524.2598 | 16532.2179 | 27820.7901 | 1.2801 | 2.1542 | N/A | N/A | N/A | N/A | 16280.2499 | 27555.567 | 1.2606 | 2.1336 | 19.7131 | N/A | 20.1286 | 20085.45 | 1.5552 | 1.2127 | 38.49% | 3795.78 | 473.808 | 2330.4809 | 3.1503 | 83272.2 | 1269.07
HPSH_RCV_300CFM | New HPSH |  | Heat Pump Space Heater | PGE | PGE | CZ04 | Pre1978 | Std | Mixed-fuel | Mixed-fuel | -3036.27 | 313.439 | 1096.1794 | 1898.4186 | 10905.4314 | -426.5597 | -264.7609 | N/A | -4362.7082 | 8316.3247 | 0 | 4.3807 | -673.9558 | 12199.1287 | 0 | 6.4259 | N/A | N/A | N/A | N/A | -2.5698 | -4.1403 | N/A | 12803.85 | 6.7445 | 1.3005 | 36.54% | 5553.85 | 529.443 | 3256.5325 | 3.5594 | 100998.9 | 8590.12
DFHP_RCV_300CFM_35F | DFHP, Existing Furnace 35F |  | Dual Fuel Heat Pump (existing furnace) | PGE | PGE | CZ04 | Pre1978 | Std | Mixed-fuel | Mixed-fuel | -1860.56 | 216.707 | 1987.2433 | 810.8035 | 9051.5465 | -157.1326 | -119.7251 | N/A | 253.9472 | 9502.6135 | 0.3132 | 11.72 | 1106.7789 | 10400.3095 | 1.365 | 12.8272 | N/A | N/A | N/A | N/A | -12.6469 | -16.5984 | N/A | 9862.35 | 12.1637 | 0.94434 | 26.19% | 5553.85 | 537.48 | 3276.84 | 3.6064 | 99256.2 | 7414.41
RaisedFloorInsulation_R19 | Raised Floor Insulation: R-19 |  | Raised Floor Insulation: R-19 | PGE | PGE | CZ04 | Pre1978 | Std | Mixed-fuel | Mixed-fuel | -313.84 | 90.631 | 3632.776 | 3632.776 | 6107.474 | 76.5205 | N/A | N/A | 3408.0333 | 7591.8912 | 0.93813 | 2.0898 | N/A | N/A | N/A | N/A | N/A | N/A | N/A | N/A | 47.4745 | N/A | N/A | 9740.25 | 2.6812 | 0.52956 | 12.48% | 7441.16 | 631.288 | 4440.3255 | 4.243 | 127905.3 | 7755
RaisedFloorInsulation_R30 | Raised Floor Insulation: R-30vs0 |  | Raised Floor Insulation: R-30vsR0 | PGE | PGE | CZ04 | Pre1978 | Std | Mixed-fuel | Mixed-fuel | -369.81 | 104.144 | 4112.6252 | 4112.6252 | 7042.8748 | 83.9049 | N/A | N/A | 3825.0638 | 8629.5117 | 0.93008 | 2.0983 | N/A | N/A | N/A | N/A | N/A | N/A | N/A | N/A | 49.0153 | N/A | N/A | 11155.5 | 2.7125 | 0.60835 | 14.34% | 7441.16 | 631.288 | 4440.3255 | 4.243 | 127905.3 | 7810.97
WallInsulation_R13 | Wall Insulation: R-13 |  | Wall Insulation: R-13 | PGE | PGE | CZ04 | Pre1978 | Std | Mixed-fuel | Mixed-fuel | 218.2 | 57.317 | 2950.4997 | 2950.4997 | 5707.5003 | 249.0604 | N/A | N/A | 6735.7254 | 9635.9389 | 2.2829 | 3.2659 | N/A | N/A | N/A | N/A | N/A | N/A | N/A | N/A | 11.8465 | N/A | N/A | 8658 | 2.9344 | 0.35118 | 8.977% | 6721.43 | 580.655 | 3966.6435 | 3.9119 | 116799.75 | 6503.23
AtticInsulation_R38_infil | Attic Insulation: R-38 |  | Attic Insulation: R-38 | PGE | PGE | CZ04 | Pre1978 | Std | Mixed-fuel | Mixed-fuel | 759.95 | 40.969 | 6762.2571 | 6762.2571 | 2894.7429 | 472.9125 | N/A | N/A | 11544.6073 | 13988.6319 | 1.7072 | 2.0686 | N/A | N/A | N/A | N/A | N/A | N/A | N/A | N/A | 14.2992 | N/A | N/A | 9657 | 1.4281 | 0.27033 | 6.91% | 6721.43 | 580.655 | 3966.6435 | 3.9119 | 116799.75 | 5961.48
AtticInsulation_R49_infil | Attic Insulation: R-49 |  | Attic Insulation: R-49 | PGE | PGE | CZ04 | Pre1978 | Std | Mixed-fuel | Mixed-fuel | 846.89 | 44.549 | 7446.0183 | 7446.0183 | 3143.3817 | 524.9079 | N/A | N/A | 12796.6605 | 15466.9767 | 1.7186 | 2.0772 | N/A | N/A | N/A | N/A | N/A | N/A | N/A | N/A | 14.1854 | N/A | N/A | 10589.4 | 1.4222 | 0.29513 | 7.544% | 6721.43 | 580.655 | 3966.6435 | 3.9119 | 116799.75 | 5874.54
Windows_0.28UFactor0.23SHGC | New Windows: 0.28 U-factor, 0.23 SHGC |  | Window Upgrade: 0.28 vs 0.30 U-factor | PGE | PGE | CZ04 | Pre1978 | Std | Mixed-fuel | Mixed-fuel | 1171.32 | 21.384 | 11462.7824 | 11462.7824 | -2371.8824 | 627.573 | N/A | N/A | 14709.4832 | 16450.6262 | 1.2832 | 1.4351 | N/A | N/A | N/A | N/A | N/A | N/A | N/A | N/A | 18.2653 | N/A | N/A | 9090.9 | 0.79308 | 0.17041 | 4.356% | 6721.43 | 580.655 | 3966.6435 | 3.9119 | 116799.75 | 5550.11
Roof_RB | Roofing: Radiant Barrier |  | Radiant Barrier (at roof replacement) | PGE | PGE | CZ04 | Pre1978 | Std | Mixed-fuel | Mixed-fuel | 519.03 | 14.519 | 892.9455 | 892.9455 | 3685.8045 | 287.1346 | N/A | N/A | 6816.2959 | 7825.0683 | 7.6335 | 8.7632 | N/A | N/A | N/A | N/A | N/A | N/A | N/A | N/A | 3.1099 | N/A | N/A | 4578.75 | 5.1277 | 0.10197 | 2.607% | 6721.43 | 580.655 | 3966.6435 | 3.9119 | 116799.75 | 6202.4
Roof_0.20Ref | Roofing: Steep Sloped, 0.20 Ref. |  | 0.20 Solar Reflectance Cool Roof (at roof replacement) | PGE | PGE | CZ04 | Pre1978 | Std | Mixed-fuel | Mixed-fuel | 351.9 | -14.007 | 892.9455 | 1203.407 | -986.957 | 136.1463 | N/A | N/A | 2847.8802 | 2381.3321 | 2.3665 | 1.9788 | N/A | N/A | N/A | N/A | N/A | N/A | N/A | N/A | 6.5587 | N/A | N/A | 216.45 | 0.17986 | -0.07068 | -1.807% | 6721.43 | 580.655 | 3966.6435 | 3.9119 | 116799.75 | 6369.53
Roof_0.25Ref | Roofing: Steep Sloped, 0.25 Ref. vs. 0.20 Ref |  | Roofing Upgrade: 0.25 vs. 0.20 Solar Reflectance (at roof replacement) | PGE | PGE | CZ04 | Pre1978 | Std | Mixed-fuel | Mixed-fuel | 527.64 | -21.262 | 1785.8911 | 2406.8139 | -2123.7639 | 204.3337 | N/A | N/A | 4269.8649 | 3558.9573 | 1.7741 | 1.4787 | N/A | N/A | N/A | N/A | N/A | N/A | N/A | N/A | 8.7401 | N/A | N/A | 283.05 | 0.1176 | -0.10783 | -2.756% | 6721.43 | 580.655 | 3966.6435 | 3.9119 | 116799.75 | 6193.79
Ducts_R6 | New Ducts: R-6 |  | New Ducts: R-6 | PGE | PGE | CZ04 | Pre1978 | Std | Mixed-fuel | Mixed-fuel | 1004.5 | 67.805 | 4808.3746 | 4808.3746 | 9843.6254 | 657.8578 | N/A | N/A | 16254.8501 | 20135.3752 | 3.3805 | 4.1876 | N/A | N/A | N/A | N/A | N/A | N/A | N/A | N/A | 7.3091 | N/A | N/A | 14652 | 3.0472 | 0.45166 | 11.55% | 6721.43 | 580.655 | 3966.6435 | 3.9119 | 116799.75 | 5716.93
Ducts_R8 | New Ducts: R-8 |  | New Ducts: R-8 | PGE | PGE | CZ04 | Pre1978 | Std | Mixed-fuel | Mixed-fuel | 1042.27 | 71.567 | 6311.1144 | 6311.1144 | 9056.8356 | 685.7272 | N/A | N/A | 16959.9748 | 21045.4963 | 2.6873 | 3.3347 | N/A | N/A | N/A | N/A | N/A | N/A | N/A | N/A | 9.2035 | N/A | N/A | 15367.95 | 2.4351 | 0.47544 | 12.15% | 6721.43 | 580.655 | 3966.6435 | 3.9119 | 116799.75 | 5679.16
DuctSealing_10% | Duct Sealing: 10% |  | Duct Sealing: 10% | PGE | PGE | CZ04 | Pre1978 | Std | Mixed-fuel | Mixed-fuel | 481.43 | 43.175 | 2589.5542 | 2589.5542 | 5652.1958 | 343.5588 | N/A | N/A | 8632.8251 | 11013.4019 | 3.3337 | 4.253 | N/A | N/A | N/A | N/A | N/A | N/A | N/A | N/A | 7.5374 | N/A | N/A | 8241.75 | 3.1827 | 0.27578 | 7.05% | 6721.43 | 580.655 | 3966.6435 | 3.9119 | 116799.75 | 6240
HPWH | HPWH |  | 240V Fed. Min. HPWH | PGE | PGE | CZ04 | Pre1978 | Std | Mixed-fuel | Mixed-fuel | -1460.17 | 165.567 | 4332.0102 | 6553.7323 | 3336.3677 | -244.7907 | -173.4944 | N/A | -2822.621 | 3668.8406 | 0 | 0.55981 | -1197.1784 | 5379.7917 | 0 | 0.82087 | N/A | N/A | N/A | N/A | -17.6968 | -24.9692 | N/A | 9890.1 | 1.5091 | 0.82286 | 21.32% | 6721.43 | 571.609 | 3945.0078 | 3.859 | 115700.85 | 8181.6
HPWH_HighEfficiency | High Efficiency HPWH |  | 240V Market Std. NEEA HPWH | PGE | PGE | CZ04 | Pre1978 | Std | Mixed-fuel | Mixed-fuel | -1136.49 | 165.806 | 5192.8306 | 7967.0806 | 4187.4194 | -106.803 | -67.5996 | N/A | 327.5526 | 6995.0258 | 0.041113 | 0.87799 | 1221.3283 | 7935.8196 | 0.1533 | 0.99608 | N/A | N/A | N/A | N/A | -48.6206 | -76.8175 | N/A | 12154.5 | 1.5256 | 0.85866 | 22.25% | 6721.43 | 571.609 | 3945.0078 | 3.859 | 115700.85 | 7857.92
HPWH_HighEfficiency_DR | High Efficiency HPWH with Demand Response |  | 240V Market Std. NEEA HPWH + DR | PGE | PGE | CZ04 | Pre1978 | Std | Mixed-fuel | Mixed-fuel | -922.44 | 165.889 | 5192.8306 | 7967.0806 | 5835.7694 | -13.3203 | 6.5024 | N/A | 2460.2851 | 9243.5075 | 0.30881 | 1.1602 | 2912.2109 | 9719.2074 | 0.36553 | 1.2199 | N/A | N/A | N/A | N/A | -389.8434 | 798.6018 | N/A | 13802.85 | 1.7325 | 0.88942 | 23.05% | 6721.43 | 571.609 | 3945.0078 | 3.859 | 115700.85 | 7643.87
HPWH_120V | 120V HPWH |  | 120V Market Std. NEEA HPWH | PGE | PGE | CZ04 | Pre1978 | Std | Mixed-fuel | Mixed-fuel | -895.54 | 166.49 | 2892.8863 | 4272.7328 | 9929.7172 | -3.3799 | 12.256 | N/A | 2697.6095 | 9519.0726 | 0.63135 | 2.2279 | 3054.0825 | 9894.2983 | 0.71478 | 2.3157 | N/A | N/A | N/A | N/A | -855.9124 | 236.0385 | N/A | 14202.45 | 3.324 | 0.90408 | 23.43% | 6721.43 | 571.609 | 3945.0078 | 3.859 | 115700.85 | 7616.97
HPWH_TankOutside | HPWH in Exterior Closet |  | 240V Fed. Min. HPWH, Exterior Closet | PGE | PGE | CZ04 | Pre1978 | Std | Mixed-fuel | Mixed-fuel | -1485.29 | 163.809 | 4751.0613 | 6972.7834 | 2501.0666 | -259.3415 | -185.3004 | N/A | -3185.7577 | 3211.0017 | 0 | 0.46051 | -1497.7411 | 4987.8186 | 0 | 0.71533 | N/A | N/A | N/A | N/A | -18.3197 | -25.6398 | N/A | 9473.85 | 1.3587 | 0.80831 | 20.95% | 6721.43 | 571.609 | 3945.0078 | 3.859 | 115700.85 | 8206.72
HPWH_TankInside_NotDucted | HPWH in interior closet, not ducted |  | 240V Fed. Min. HPWH, Interior Closet, Not Ducted | PGE | PGE | CZ04 | Pre1978 | Std | Mixed-fuel | Mixed-fuel | -843.37 | 127.524 | 4412.5691 | 6634.2911 | 2822.9089 | -65.575 | -44.8754 | N/A | 578.476 | 5600.4712 | 0.087195 | 0.84417 | 1050.3941 | 6097.2152 | 0.15833 | 0.91905 | N/A | N/A | N/A | N/A | -67.2904 | -98.3294 | N/A | 9457.2 | 1.4255 | 0.66082 | 17.12% | 6721.43 | 571.609 | 3945.0078 | 3.859 | 115700.85 | 7564.8
HPWH_TankInside_Ducted | HPWH in interior closet, ducted outside |  | 240V Fed. Min. HPWH, Interior Closet, Ducted | PGE | PGE | CZ04 | Pre1978 | Std | Mixed-fuel | Mixed-fuel | -1481.13 | 174.645 | 5491.8272 | 7713.5493 | 3192.2007 | -236.7774 | -168.1062 | N/A | -2478.8074 | 4418.619 | 0 | 0.57284 | -913.2125 | 6066.574 | 0 | 0.78648 | N/A | N/A | N/A | N/A | -23.194 | -32.6688 | N/A | 10905.75 | 1.4138 | 0.88078 | 22.82% | 6721.43 | 571.609 | 3945.0078 | 3.859 | 115700.85 | 8202.56
HPSH_9.5HSPF2_17SEER2 | New HPSH 9.5 HSPF2, 17 SEER2 |  | High Efficiency HPSH | PGE | PGE | CZ04 | Pre1978 | Std | Mixed-fuel | Mixed-fuel | -2358.01 | 313.439 | 4049.8042 | 6747.8627 | 11383.9873 | -139.3063 | -35.4245 | N/A | 2186.2085 | 15209.7556 | 0.32399 | 2.254 | 4554.5457 | 17702.6822 | 0.67496 | 2.6235 | N/A | N/A | N/A | N/A | -29.0712 | -114.3221 | N/A | 18131.85 | 2.6871 | 1.3997 | 39.32% | 5553.85 | 529.443 | 3256.5325 | 3.5594 | 100998.9 | 7911.86
MSHP | Ducted MSHP 9.5 HSPF2, 16.5 SEER2 |  | High Eff MSHP | PGE | PGE | CZ04 | Pre1978 | Std | Mixed-fuel | Mixed-fuel | -2478.4 | 313.439 | 1431.3643 | 3090.6078 | 14341.9422 | -199.7485 | -94.8123 | N/A | 808.2221 | 13759.2784 | 0.26151 | 4.452 | 3200.6004 | 16277.5109 | 1.0356 | 5.2668 | N/A | N/A | N/A | N/A | -7.1658 | -15.0968 | N/A | 17432.55 | 5.6405 | 1.3962 | 39.23% | 5553.85 | 529.443 | 3256.5325 | 3.5594 | 100998.9 | 8032.25
PV_3kW | 3kW PV |  | 3kW PV | PGE | PGE | CZ04 | Pre1978 | Std | Mixed-fuel | Mixed-fuel | 5003.93 | 0 | 9608.1502 | 11574.2633 | -285.5633 | 959.662 | N/A | 760.7543 | 21878.7528 | 23029.7129 | 1.8903 | 1.9897 | N/A | N/A | N/A | N/A | 17343.9771 | 18256.3795 | 1.4985 | 1.5773 | 10.012 | N/A | 12.6298 | 11288.7 | 0.97533 | 0.13259 | 3.389% | 6721.43 | 580.655 | 3966.6435 | 3.9119 | 116799.75 | 1717.5
AE | All Electric |  | All Electric | PGE | PGE | CZ04 | Pre1978 | Std | All Electric | Mixed-fuel | -4371.07 | 580.655 | 6378.1896 | 9402.1509 | 28426.6491 | -385.2581 | -1.5507 | N/A | 405.8066 | 22548.3408 | 0.043161 | 2.3982 | 9153.7199 | 31756.4494 | 0.97358 | 3.3776 | N/A | N/A | N/A | N/A | -16.5556 | -4113.1023 | N/A | 37828.8 | 4.0234 | 2.6916 | 68.81% | 6721.43 | 580.655 | 3966.6435 | 3.9119 | 116799.75 | 11092.5
VCHP_base | Base VCHP |  | Base VCHP | PGE | PGE | CZ04 | Pre1978 | Std | Mixed-fuel | Mixed-fuel | -2204.21 | 274.584 | 11081.0734 | 17976.4839 | -1409.7339 | -190.9485 | -155.0461 | N/A | 288.5739 | 11478.3492 | 0.016053 | 0.63852 | 1107.0903 | 12339.9246 | 0.061585 | 0.68645 | N/A | N/A | N/A | N/A | -58.0317 | -71.4695 | N/A | 16566.75 | 0.92158 | 1.2154 | 37.21% | 4768.24 | 490.588 | 2793.5533 | 3.266 | 92956.95 | 6972.45
VCHP_Fujitsu48 | Fujitsu 48 VCHP |  | Fujitsu 48 VCHP | PGE | PGE | CZ04 | Pre1978 | Std | Mixed-fuel | Mixed-fuel | -476.44 | 274.584 | 14838.0577 | 24144.9334 | 6058.1666 | 525.4388 | 412.2741 | N/A | 16621.0528 | 28670.0192 | 0.68839 | 1.1874 | 14041.0809 | 25954.3246 | 0.58153 | 1.0749 | N/A | N/A | N/A | N/A | 28.2394 | 35.9908 | N/A | 30203.1 | 1.2509 | 1.4706 | 45.03% | 4768.24 | 490.588 | 2793.5533 | 3.266 | 92956.95 | 5244.68
HPWH_PV | HPWH + 3kW PV |  | 240V Fed. Min. HPWH + 3kW PV | PGE | PGE | CZ04 | Pre1978 | Std | Mixed-fuel | Mixed-fuel | 3543.76 | 165.567 | 13940.1604 | 18127.9956 | 5148.7044 | 900.4413 | N/A | 777.2614 | 23286.8302 | 31151.8133 | 1.2846 | 1.7184 | N/A | N/A | N/A | N/A | 20478.5263 | 28195.775 | 1.1297 | 1.5554 | 15.4815 | N/A | 17.935 | 23276.7 | 1.284 | 0.95545 | 24.76% | 6721.43 | 571.609 | 3945.0078 | 3.859 | 115700.85 | 3177.67
HPSH_PV | HPSH + 3kW PV |  | HPSH + 3kW PV | PGE | PGE | CZ04 | Pre1978 | Std | Mixed-fuel | Mixed-fuel | 1967.67 | 313.439 | 10704.3296 | 13472.6819 | 10919.5681 | 540.8687 | N/A | 580.5404 | 17693.1066 | 31532.4142 | 1.3133 | 2.3405 | N/A | N/A | N/A | N/A | 18597.557 | 32484.4443 | 1.3804 | 2.4111 | 19.791 | N/A | 18.4386 | 24392.25 | 1.8105 | 1.4331 | 40.26% | 5553.85 | 529.443 | 3256.5325 | 3.5594 | 100998.9 | 3586.18
HPSH_RCV_300CFM | New HPSH |  | Heat Pump Space Heater | CPAU | CPAU | CZ04 | Pre1978 | Std | Mixed-fuel | Mixed-fuel | -3036.27 | 313.439 | 1096.1794 | 1898.4186 | 10905.4314 | -120.2283 | -120.2283 | N/A | 1856.9879 | 13023.6057 | 0.97818 | 6.8602 | 1856.9879 | 13023.6057 | 0.97818 | 6.8602 | N/A | N/A | N/A | N/A | -9.1175 | -9.1175 | N/A | 12803.85 | 6.7445 | 1.3005 | 36.54% | 5553.85 | 529.443 | 2189.4628 | 3.5594 | 100998.9 | 8590.12
DFHP_RCV_300CFM_35F | DFHP, Existing Furnace 35F |  | Dual Fuel Heat Pump (existing furnace) | CPAU | CPAU | CZ04 | Pre1978 | Std | Mixed-fuel | Mixed-fuel | -1860.56 | 216.707 | 1987.2433 | 810.8035 | 9051.5465 | 18.6685 | 18.6685 | N/A | 3914.6589 | 12519.9018 | 4.8281 | 15.4414 | 3914.6589 | 12519.9018 | 4.8281 | 15.4414 | N/A | N/A | N/A | N/A | 106.4489 | 106.4489 | N/A | 9862.35 | 12.1637 | 0.94434 | 26.19% | 5553.85 | 537.48 | 2210.6803 | 3.6064 | 99256.2 | 7414.41
RaisedFloorInsulation_R19 | Raised Floor Insulation: R-19 |  | Raised Floor Insulation: R-19 | CPAU | CPAU | CZ04 | Pre1978 | Std | Mixed-fuel | Mixed-fuel | -313.84 | 90.631 | 3632.776 | 3632.776 | 6107.474 | 159.4365 | N/A | N/A | 5366.7811 | 9818.3341 | 1.4773 | 2.7027 | N/A | N/A | N/A | N/A | N/A | N/A | N/A | N/A | 22.7851 | N/A | N/A | 9740.25 | 2.6812 | 0.52956 | 12.48% | 7441.16 | 631.288 | 2922.6137 | 4.243 | 127905.3 | 7755
RaisedFloorInsulation_R30 | Raised Floor Insulation: R-30vs0 |  | Raised Floor Insulation: R-30vsR0 | CPAU | CPAU | CZ04 | Pre1978 | Std | Mixed-fuel | Mixed-fuel | -369.81 | 104.144 | 4112.6252 | 4112.6252 | 7042.8748 | 177.7068 | N/A | N/A | 6018.4153 | 11070.2188 | 1.4634 | 2.6918 | N/A | N/A | N/A | N/A | N/A | N/A | N/A | N/A | 23.1428 | N/A | N/A | 11155.5 | 2.7125 | 0.60835 | 14.34% | 7441.16 | 631.288 | 2922.6137 | 4.243 | 127905.3 | 7810.97
WallInsulation_R13 | Wall Insulation: R-13 |  | Wall Insulation: R-13 | CPAU | CPAU | CZ04 | Pre1978 | Std | Mixed-fuel | Mixed-fuel | 218.2 | 57.317 | 2950.4997 | 2950.4997 | 5707.5003 | 199.2356 | N/A | N/A | 5611.536 | 8480.8668 | 1.9019 | 2.8744 | N/A | N/A | N/A | N/A | N/A | N/A | N/A | N/A | 14.8091 | N/A | N/A | 8658 | 2.9344 | 0.35118 | 8.977% | 6721.43 | 580.655 | 2611.8934 | 3.9119 | 116799.75 | 6503.23
AtticInsulation_R38_infil | Attic Insulation: R-38 |  | Attic Insulation: R-38 | CPAU | CPAU | CZ04 | Pre1978 | Std | Mixed-fuel | Mixed-fuel | 759.95 | 40.969 | 6762.2571 | 6762.2571 | 2894.7429 | 290.7876 | N/A | N/A | 7401.261 | 9648.5228 | 1.0945 | 1.4268 | N/A | N/A | N/A | N/A | N/A | N/A | N/A | N/A | 23.255 | N/A | N/A | 9657 | 1.4281 | 0.27033 | 6.91% | 6721.43 | 580.655 | 2611.8934 | 3.9119 | 116799.75 | 5961.48
AtticInsulation_R49_infil | Attic Insulation: R-49 |  | Attic Insulation: R-49 | CPAU | CPAU | CZ04 | Pre1978 | Std | Mixed-fuel | Mixed-fuel | 846.89 | 44.549 | 7446.0183 | 7446.0183 | 3143.3817 | 320.8932 | N/A | N/A | 8154.7706 | 10603.3291 | 1.0952 | 1.424 | N/A | N/A | N/A | N/A | N/A | N/A | N/A | N/A | 23.204 | N/A | N/A | 10589.4 | 1.4222 | 0.29513 | 7.544% | 6721.43 | 580.655 | 2611.8934 | 3.9119 | 116799.75 | 5874.54
Windows_0.28UFactor0.23SHGC | New Windows: 0.28 U-factor, 0.23 SHGC |  | Window Upgrade: 0.28 vs 0.30 U-factor | CPAU | CPAU | CZ04 | Pre1978 | Std | Mixed-fuel | Mixed-fuel | 1171.32 | 21.384 | 11462.7824 | 11462.7824 | -2371.8824 | 344.6784 | N/A | N/A | 8288.8984 | 9761.9865 | 0.72311 | 0.85162 | N/A | N/A | N/A | N/A | N/A | N/A | N/A | N/A | 33.2565 | N/A | N/A | 9090.9 | 0.79308 | 0.17041 | 4.356% | 6721.43 | 580.655 | 2611.8934 | 3.9119 | 116799.75 | 5550.11
Roof_RB | Roofing: Radiant Barrier |  | Radiant Barrier (at roof replacement) | CPAU | CPAU | CZ04 | Pre1978 | Std | Mixed-fuel | Mixed-fuel | 519.03 | 14.519 | 892.9455 | 892.9455 | 3685.8045 | 165.5398 | N/A | N/A | 4051.2625 | 4931.7479 | 4.537 | 5.523 | N/A | N/A | N/A | N/A | N/A | N/A | N/A | N/A | 5.3941 | N/A | N/A | 4578.75 | 5.1277 | 0.10197 | 2.607% | 6721.43 | 580.655 | 2611.8934 | 3.9119 | 116799.75 | 6202.4
Roof_0.20Ref | Roofing: Steep Sloped, 0.20 Ref. |  | 0.20 Solar Reflectance Cool Roof (at roof replacement) | CPAU | CPAU | CZ04 | Pre1978 | Std | Mixed-fuel | Mixed-fuel | 351.9 | -14.007 | 892.9455 | 1203.407 | -986.957 | 51.9458 | N/A | N/A | 929.605 | 365.4192 | 0.77248 | 0.30365 | N/A | N/A | N/A | N/A | N/A | N/A | N/A | N/A | 17.19 | N/A | N/A | 216.45 | 0.17986 | -0.07068 | -1.807% | 6721.43 | 580.655 | 2611.8934 | 3.9119 | 116799.75 | 6369.53
Roof_0.25Ref | Roofing: Steep Sloped, 0.25 Ref. vs. 0.20 Ref |  | Roofing Upgrade: 0.25 vs. 0.20 Solar Reflectance (at roof replacement) | CPAU | CPAU | CZ04 | Pre1978 | Std | Mixed-fuel | Mixed-fuel | 527.64 | -21.262 | 1785.8911 | 2406.8139 | -2123.7639 | 77.3563 | N/A | N/A | 1377.239 | 519.5906 | 0.57222 | 0.21588 | N/A | N/A | N/A | N/A | N/A | N/A | N/A | N/A | 23.0866 | N/A | N/A | 283.05 | 0.1176 | -0.10783 | -2.756% | 6721.43 | 580.655 | 2611.8934 | 3.9119 | 116799.75 | 6193.79
Ducts_R6 | New Ducts: R-6 |  | New Ducts: R-6 | CPAU | CPAU | CZ04 | Pre1978 | Std | Mixed-fuel | Mixed-fuel | 1004.5 | 67.805 | 4808.3746 | 4808.3746 | 9843.6254 | 424.7247 | N/A | N/A | 10988.396 | 14708.8834 | 2.2853 | 3.059 | N/A | N/A | N/A | N/A | N/A | N/A | N/A | N/A | 11.3212 | N/A | N/A | 14652 | 3.0472 | 0.45166 | 11.55% | 6721.43 | 580.655 | 2611.8934 | 3.9119 | 116799.75 | 5716.93
Ducts_R8 | New Ducts: R-8 |  | New Ducts: R-8 | CPAU | CPAU | CZ04 | Pre1978 | Std | Mixed-fuel | Mixed-fuel | 1042.27 | 71.567 | 6311.1144 | 6311.1144 | 9056.8356 | 443.309 | N/A | N/A | 11480.6595 | 15392.1175 | 1.8191 | 2.4389 | N/A | N/A | N/A | N/A | N/A | N/A | N/A | N/A | 14.2364 | N/A | N/A | 15367.95 | 2.4351 | 0.47544 | 12.15% | 6721.43 | 580.655 | 2611.8934 | 3.9119 | 116799.75 | 5679.16
DuctSealing_10% | Duct Sealing: 10% |  | Duct Sealing: 10% | CPAU | CPAU | CZ04 | Pre1978 | Std | Mixed-fuel | Mixed-fuel | 481.43 | 43.175 | 2589.5542 | 2589.5542 | 5652.1958 | 232.1358 | N/A | N/A | 6126.0053 | 8455.2234 | 2.3657 | 3.2651 | N/A | N/A | N/A | N/A | N/A | N/A | N/A | N/A | 11.1553 | N/A | N/A | 8241.75 | 3.1827 | 0.27578 | 7.05% | 6721.43 | 580.655 | 2611.8934 | 3.9119 | 116799.75 | 6240
HPWH | HPWH |  | 240V Fed. Min. HPWH | CPAU | CPAU | CZ04 | Pre1978 | Std | Mixed-fuel | Mixed-fuel | -1460.17 | 165.567 | 4332.0102 | 6553.7323 | 3336.3677 | -42.9978 | -42.9978 | N/A | 1335.7016 | 6981.3148 | 0.20381 | 1.0652 | 1335.7016 | 6981.3148 | 0.20381 | 1.0652 | N/A | N/A | N/A | N/A | -100.7496 | -100.7496 | N/A | 9890.1 | 1.5091 | 0.82286 | 21.32% | 6721.43 | 571.609 | 2593.3158 | 3.859 | 115700.85 | 8181.6
HPWH_HighEfficiency | High Efficiency HPWH |  | 240V Market Std. NEEA HPWH | CPAU | CPAU | CZ04 | Pre1978 | Std | Mixed-fuel | Mixed-fuel | -1136.49 | 165.806 | 5192.8306 | 7967.0806 | 4187.4194 | 37.406 | 37.406 | N/A | 3172.7518 | 8924.5672 | 0.39823 | 1.1202 | 3172.7518 | 8924.5672 | 0.39823 | 1.1202 | N/A | N/A | N/A | N/A | 138.8233 | 138.8233 | N/A | 12154.5 | 1.5256 | 0.85866 | 22.25% | 6721.43 | 571.609 | 2593.3158 | 3.859 | 115700.85 | 7857.92
HPWH_HighEfficiency_DR | High Efficiency HPWH with Demand Response |  | 240V Market Std. NEEA HPWH + DR | CPAU | CPAU | CZ04 | Pre1978 | Std | Mixed-fuel | Mixed-fuel | -922.44 | 165.889 | 5192.8306 | 7967.0806 | 5835.7694 | 90.4087 | 90.4087 | N/A | 4382.5167 | 10201.3182 | 0.55008 | 1.2804 | 4382.5167 | 10201.3182 | 0.55008 | 1.2804 | N/A | N/A | N/A | N/A | 57.4373 | 57.4373 | N/A | 13802.85 | 1.7325 | 0.88942 | 23.05% | 6721.43 | 571.609 | 2593.3158 | 3.859 | 115700.85 | 7643.87
HPWH_120V | 120V HPWH |  | 120V Market Std. NEEA HPWH | CPAU | CPAU | CZ04 | Pre1978 | Std | Mixed-fuel | Mixed-fuel | -895.54 | 166.49 | 2892.8863 | 4272.7328 | 9929.7172 | 98.3775 | 98.3775 | N/A | 4573.955 | 10426.327 | 1.0705 | 2.4402 | 4573.955 | 10426.327 | 1.0705 | 2.4402 | N/A | N/A | N/A | N/A | 29.406 | 29.406 | N/A | 14202.45 | 3.324 | 0.90408 | 23.43% | 6721.43 | 571.609 | 2593.3158 | 3.859 | 115700.85 | 7616.97
HPWH_TankOutside | HPWH in Exterior Closet |  | 240V Fed. Min. HPWH, Exterior Closet | CPAU | CPAU | CZ04 | Pre1978 | Std | Mixed-fuel | Mixed-fuel | -1485.29 | 163.809 | 4751.0613 | 6972.7834 | 2501.0666 | -53.1498 | -53.1498 | N/A | 1075.2447 | 6637.3269 | 0.15421 | 0.95189 | 1075.2447 | 6637.3269 | 0.15421 | 0.95189 | N/A | N/A | N/A | N/A | -89.39 | -89.39 | N/A | 9473.85 | 1.3587 | 0.80831 | 20.95% | 6721.43 | 571.609 | 2593.3158 | 3.859 | 115700.85 | 8206.72
HPWH_TankInside_NotDucted | HPWH in interior closet, not ducted |  | 240V Fed. Min. HPWH, Interior Closet, Not Ducted | CPAU | CPAU | CZ04 | Pre1978 | Std | Mixed-fuel | Mixed-fuel | -843.37 | 127.524 | 4412.5691 | 6634.2911 | 2822.9089 | 27.8487 | 27.8487 | N/A | 2354.2714 | 6617.2101 | 0.35486 | 0.99743 | 2354.2714 | 6617.2101 | 0.35486 | 0.99743 | N/A | N/A | N/A | N/A | 158.4478 | 158.4478 | N/A | 9457.2 | 1.4255 | 0.66082 | 17.12% | 6721.43 | 571.609 | 2593.3158 | 3.859 | 115700.85 | 7564.8
HPWH_TankInside_Ducted | HPWH in interior closet, ducted outside |  | 240V Fed. Min. HPWH, Interior Closet, Ducted | CPAU | CPAU | CZ04 | Pre1978 | Std | Mixed-fuel | Mixed-fuel | -1481.13 | 174.645 | 5491.8272 | 7713.5493 | 3192.2007 | -28.4017 | -28.4017 | N/A | 1813.4643 | 7833.2618 | 0.2351 | 1.0155 | 1813.4643 | 7833.2618 | 0.2351 | 1.0155 | N/A | N/A | N/A | N/A | -193.3628 | -193.3628 | N/A | 10905.75 | 1.4138 | 0.88078 | 22.82% | 6721.43 | 571.609 | 2593.3158 | 3.859 | 115700.85 | 8202.56
HPSH_9.5HSPF2_17SEER2 | New HPSH 9.5 HSPF2, 17 SEER2 |  | High Efficiency HPSH | CPAU | CPAU | CZ04 | Pre1978 | Std | Mixed-fuel | Mixed-fuel | -2358.01 | 313.439 | 4049.8042 | 6747.8627 | 11383.9873 | 47.1187 | 47.1187 | N/A | 5672.2308 | 17039.5544 | 0.8406 | 2.5252 | 5672.2308 | 17039.5544 | 0.8406 | 2.5252 | N/A | N/A | N/A | N/A | 85.9489 | 85.9489 | N/A | 18131.85 | 2.6871 | 1.3997 | 39.32% | 5553.85 | 529.443 | 2189.4628 | 3.5594 | 100998.9 | 7911.86
MSHP | Ducted MSHP 9.5 HSPF2, 16.5 SEER2 |  | High Eff MSHP | CPAU | CPAU | CZ04 | Pre1978 | Std | Mixed-fuel | Mixed-fuel | -2478.4 | 313.439 | 1431.3643 | 3090.6078 | 14341.9422 | 17.4143 | 17.4143 | N/A | 4995.0163 | 16326.7141 | 1.6162 | 5.2827 | 4995.0163 | 16326.7141 | 1.6162 | 5.2827 | N/A | N/A | N/A | N/A | 82.195 | 82.195 | N/A | 17432.55 | 5.6405 | 1.3962 | 39.23% | 5553.85 | 529.443 | 2189.4628 | 3.5594 | 100998.9 | 8032.25
PV_3kW | 3kW PV |  | 3kW PV | CPAU | CPAU | CZ04 | Pre1978 | Std | Mixed-fuel | Mixed-fuel | 5003.93 | 0 | 9608.1502 | 11574.2633 | -285.5633 | 950.731 | N/A | 950.731 | 21675.14 | 22815.3887 | 1.8727 | 1.9712 | N/A | N/A | N/A | N/A | 21675.14 | 22815.3887 | 1.8727 | 1.9712 | 10.1061 | N/A | 10.1061 | 11288.7 | 0.97533 | 0.13259 | 3.389% | 6721.43 | 580.655 | 2611.8934 | 3.9119 | 116799.75 | 1717.5
AE | All Electric |  | All Electric | CPAU | CPAU | CZ04 | Pre1978 | Std | All Electric | Mixed-fuel | -4371.07 | 580.655 | 6378.1896 | 9402.1509 | 28426.6491 | 161.8899 | 161.8899 | N/A | 12777.6601 | 35324.897 | 1.359 | 3.7571 | 12777.6601 | 35324.897 | 1.359 | 3.7571 | N/A | N/A | N/A | N/A | 39.3983 | 39.3983 | N/A | 37828.8 | 4.0234 | 2.6916 | 68.81% | 6721.43 | 580.655 | 2611.8934 | 3.9119 | 116799.75 | 11092.5
VCHP_base | Base VCHP |  | Base VCHP | CPAU | CPAU | CZ04 | Pre1978 | Std | Mixed-fuel | Mixed-fuel | -2204.21 | 274.584 | 11081.0734 | 17976.4839 | -1409.7339 | -6.4322 | -6.4322 | N/A | 3729.4687 | 13256.7665 | 0.20746 | 0.73745 | 3729.4687 | 13256.7665 | 0.20746 | 0.73745 | N/A | N/A | N/A | N/A | -1722.7529 | -1722.7529 | N/A | 16566.75 | 0.92158 | 1.2154 | 37.21% | 4768.24 | 490.588 | 1905.0162 | 3.266 | 92956.95 | 6972.45
VCHP_Fujitsu48 | Fujitsu 48 VCHP |  | Fujitsu 48 VCHP | CPAU | CPAU | CZ04 | Pre1978 | Std | Mixed-fuel | Mixed-fuel | -476.44 | 274.584 | 14838.0577 | 24144.9334 | 6058.1666 | 417.2099 | 417.2099 | N/A | 13387.8275 | 23423.2158 | 0.55448 | 0.97011 | 13387.8275 | 23423.2158 | 0.55448 | 0.97011 | N/A | N/A | N/A | N/A | 35.565 | 35.565 | N/A | 30203.1 | 1.2509 | 1.4706 | 45.03% | 4768.24 | 490.588 | 1905.0162 | 3.266 | 92956.95 | 5244.68
HPWH_PV | HPWH + 3kW PV |  | 240V Fed. Min. HPWH + 3kW PV | CPAU | CPAU | CZ04 | Pre1978 | Std | Mixed-fuel | Mixed-fuel | 3543.76 | 165.567 | 13940.1604 | 18127.9956 | 5148.7044 | 975.6167 | N/A | 975.6167 | 24558.4761 | 31425.7534 | 1.3547 | 1.7335 | N/A | N/A | N/A | N/A | 24558.4761 | 31425.7534 | 1.3547 | 1.7335 | 14.2886 | N/A | 14.2886 | 23276.7 | 1.284 | 0.95545 | 24.76% | 6721.43 | 571.609 | 2593.3158 | 3.859 | 115700.85 | 3177.67
HPSH_PV | HPSH + 3kW PV |  | HPSH + 3kW PV | CPAU | CPAU | CZ04 | Pre1978 | Std | Mixed-fuel | Mixed-fuel | 1967.67 | 313.439 | 10704.3296 | 13472.6819 | 10919.5681 | 855.221 | N/A | 855.221 | 24095.6654 | 36432.1776 | 1.7885 | 2.7042 | N/A | N/A | N/A | N/A | 24095.6654 | 36432.1776 | 1.7885 | 2.7042 | 12.5164 | N/A | 12.5164 | 24392.25 | 1.8105 | 1.4331 | 40.26% | 5553.85 | 529.443 | 2189.4628 | 3.5594 | 100998.9 | 3586.18
HPSH_RCV_300CFM | New HPSH |  | Heat Pump Space Heater | PGE | PGE | CZ05 | Pre1978 | Std | Mixed-fuel | Mixed-fuel | -2264.62 | 233.171 | 1020.3334 | 1617.9653 | 7900.2847 | -275.3151 | -208.6406 | N/A | -2340.9989 | 7010.5075 | 0 | 4.3329 | -820.9275 | 8610.5443 | 0 | 5.3218 | N/A | N/A | N/A | N/A | -3.7061 | -4.8904 | N/A | 9518.25 | 5.8829 | 0.98449 | 32.45% | 3790.86 | 454.432 | 2274.8876 | 3.0341 | 80547.15 | 6055.48
DFHP_RCV_300CFM_35F | DFHP, Existing Furnace 35F |  | Dual Fuel Heat Pump (existing furnace) | PGE | PGE | CZ05 | Pre1978 | Std | Mixed-fuel | Mixed-fuel | -1774.27 | 208.993 | 2014.2367 | 672.8765 | 7641.0235 | -125.888 | -111.8622 | N/A | 696.5708 | 9319.2569 | 1.0352 | 13.8499 | 1016.3361 | 9655.8438 | 1.5104 | 14.3501 | N/A | N/A | N/A | N/A | -16.0002 | -18.0064 | N/A | 8313.9 | 12.3558 | 0.93232 | 30.38% | 3790.86 | 460.411 | 2289.6746 | 3.0691 | 79259.55 | 5565.13
RaisedFloorInsulation_R19 | Raised Floor Insulation: R-19 |  | Raised Floor Insulation: R-19 | PGE | PGE | CZ05 | Pre1978 | Std | Mixed-fuel | Mixed-fuel | 4.45 | 87.463 | 3632.776 | 3632.776 | 7356.224 | 214.3044 | N/A | N/A | 6466.4383 | 10611.7477 | 1.78 | 2.9211 | N/A | N/A | N/A | N/A | N/A | N/A | N/A | N/A | 16.9515 | N/A | N/A | 10989 | 3.025 | 0.51747 | 14.75% | 3952.38 | 532.737 | 2539.02 | 3.5093 | 92940.3 | 3947.93
RaisedFloorInsulation_R30 | Raised Floor Insulation: R-30vs0 |  | Raised Floor Insulation: R-30vsR0 | PGE | PGE | CZ05 | Pre1978 | Std | Mixed-fuel | Mixed-fuel | -3.01 | 99.577 | 4112.6252 | 4112.6252 | 8341.5748 | 239.9458 | N/A | N/A | 7268.8029 | 11980.5966 | 1.7674 | 2.9131 | N/A | N/A | N/A | N/A | N/A | N/A | N/A | N/A | 17.1398 | N/A | N/A | 12454.2 | 3.0283 | 0.58879 | 16.78% | 3952.38 | 532.737 | 2539.02 | 3.5093 | 92940.3 | 3955.39
WallInsulation_R13 | Wall Insulation: R-13 |  | Wall Insulation: R-13 | PGE | PGE | CZ05 | Pre1978 | Std | Mixed-fuel | Mixed-fuel | 55.97 | 48.639 | 2950.4997 | 2950.4997 | 3509.7003 | 142.7471 | N/A | N/A | 4130.5148 | 6456.8952 | 1.3999 | 2.1884 | N/A | N/A | N/A | N/A | N/A | N/A | N/A | N/A | 20.6694 | N/A | N/A | 6460.2 | 2.1895 | 0.29161 | 8.936% | 3853.91 | 492.272 | 2395.7191 | 3.2632 | 87279.3 | 3797.94
AtticInsulation_R38_infil | Attic Insulation: R-38 |  | Attic Insulation: R-38 | PGE | PGE | CZ05 | Pre1978 | Std | Mixed-fuel | Mixed-fuel | 67.37 | 35.734 | 6762.2571 | 6762.2571 | -1783.9071 | 117.4895 | N/A | N/A | 3328.785 | 5069.18 | 0.49226 | 0.74963 | N/A | N/A | N/A | N/A | N/A | N/A | N/A | N/A | 57.5563 | N/A | N/A | 4978.35 | 0.7362 | 0.21672 | 6.641% | 3853.91 | 492.272 | 2395.7191 | 3.2632 | 87279.3 | 3786.54
AtticInsulation_R49_infil | Attic Insulation: R-49 |  | Attic Insulation: R-49 | PGE | PGE | CZ05 | Pre1978 | Std | Mixed-fuel | Mixed-fuel | 74.51 | 39.005 | 7446.0183 | 7446.0183 | -2001.4683 | 128.6326 | N/A | N/A | 3641.954 | 5541.158 | 0.48911 | 0.74418 | N/A | N/A | N/A | N/A | N/A | N/A | N/A | N/A | 57.8859 | N/A | N/A | 5444.55 | 0.7312 | 0.23664 | 7.252% | 3853.91 | 492.272 | 2395.7191 | 3.2632 | 87279.3 | 3779.4
Windows_0.28UFactor0.35SHGC | New Windows: 0.28 U-factor, 0.35 SHGC |  | Window Upgrade: 0.28 vs 0.30 U-factor | PGE | PGE | CZ05 | Pre1978 | Std | Mixed-fuel | Mixed-fuel | 88.86 | 27.655 | 11871.2871 | 11871.2871 | -7742.0871 | 107.7702 | N/A | N/A | 2964.4237 | 4341.943 | 0.24971 | 0.36575 | N/A | N/A | N/A | N/A | N/A | N/A | N/A | N/A | 110.1538 | N/A | N/A | 4129.2 | 0.34783 | 0.17221 | 5.277% | 3853.91 | 492.272 | 2395.7191 | 3.2632 | 87279.3 | 3765.05
Roof_RB | Roofing: Radiant Barrier |  | Radiant Barrier (at roof replacement) | PGE | PGE | CZ05 | Pre1978 | Std | Mixed-fuel | Mixed-fuel | 35.77 | 12.568 | 892.9455 | 892.9455 | 955.2045 | 46.6414 | N/A | N/A | 1293.6407 | 1916.0821 | 1.4487 | 2.1458 | N/A | N/A | N/A | N/A | N/A | N/A | N/A | N/A | 19.1449 | N/A | N/A | 1848.15 | 2.0697 | 0.07748 | 2.374% | 3853.91 | 492.272 | 2395.7191 | 3.2632 | 87279.3 | 3818.14
Roof_0.20Ref | Roofing: Steep Sloped, 0.20 Ref. |  | 0.20 Solar Reflectance Cool Roof (at roof replacement) | PGE | PGE | CZ05 | Pre1978 | Std | Mixed-fuel | Mixed-fuel | 11.22 | -12.801 | 892.9455 | 1203.407 | -2685.257 | -26.3262 | N/A | N/A | -831.2075 | -1431.0567 | 0 | 0 | N/A | N/A | N/A | N/A | N/A | N/A | N/A | N/A | -33.9185 | N/A | N/A | -1481.85 | 0 | -0.07412 | -2.271% | 3853.91 | 492.272 | 2395.7191 | 3.2632 | 87279.3 | 3842.69
Roof_0.25Ref | Roofing: Steep Sloped, 0.25 Ref. |  | 0.25 Solar Reflectance Cool Roof (at roof replacement) | PGE | PGE | CZ05 | Pre1978 | Std | Mixed-fuel | Mixed-fuel | 13.87 | -19.462 | 1785.8911 | 2406.8139 | -4687.8639 | -41.348 | N/A | N/A | -1293.8033 | -2207.1657 | 0 | 0 | N/A | N/A | N/A | N/A | N/A | N/A | N/A | N/A | -43.1917 | N/A | N/A | -2281.05 | 0 | -0.11311 | -3.466% | 3853.91 | 492.272 | 2395.7191 | 3.2632 | 87279.3 | 3840.04
Ducts_R6 | New Ducts: R-6 |  | New Ducts: R-6 | PGE | PGE | CZ05 | Pre1978 | Std | Mixed-fuel | Mixed-fuel | 133.02 | 48.75 | 4808.3746 | 4808.3746 | 2301.1754 | 176.2898 | N/A | N/A | 4906.3526 | 7300.3122 | 1.0204 | 1.5182 | N/A | N/A | N/A | N/A | N/A | N/A | N/A | N/A | 27.2754 | N/A | N/A | 7109.55 | 1.4786 | 0.30374 | 9.308% | 3853.91 | 492.272 | 2395.7191 | 3.2632 | 87279.3 | 3720.89
Ducts_R8 | New Ducts: R-8 |  | New Ducts: R-8 | PGE | PGE | CZ05 | Pre1978 | Std | Mixed-fuel | Mixed-fuel | 137.04 | 51.349 | 6311.1144 | 6311.1144 | 1148.0856 | 184.3936 | N/A | N/A | 5138.2497 | 7657.9012 | 0.81416 | 1.2134 | N/A | N/A | N/A | N/A | N/A | N/A | N/A | N/A | 34.2263 | N/A | N/A | 7459.2 | 1.1819 | 0.31949 | 9.791% | 3853.91 | 492.272 | 2395.7191 | 3.2632 | 87279.3 | 3716.87
DuctSealing_10% | Duct Sealing: 10% |  | Duct Sealing: 10% | PGE | PGE | CZ05 | Pre1978 | Std | Mixed-fuel | Mixed-fuel | 49.78 | 31.861 | 2589.5542 | 2589.5542 | 1789.3958 | 99.9608 | N/A | N/A | 2859.8947 | 4408.8834 | 1.1044 | 1.7026 | N/A | N/A | N/A | N/A | N/A | N/A | N/A | N/A | 25.9057 | N/A | N/A | 4378.95 | 1.691 | 0.19324 | 5.922% | 3853.91 | 492.272 | 2395.7191 | 3.2632 | 87279.3 | 3804.13
HPWH | HPWH |  | 240V Fed. Min. HPWH | PGE | PGE | CZ05 | Pre1978 | Std | Mixed-fuel | Mixed-fuel | -1391 | 170.646 | 4332.0102 | 6553.7323 | 4252.1177 | -216.916 | -141.6888 | N/A | -2141.5942 | 4495.2966 | 0 | 0.68591 | -426.5336 | 6300.5801 | 0 | 0.96137 | N/A | N/A | N/A | N/A | -19.9709 | -30.5741 | N/A | 10805.85 | 1.6488 | 0.86705 | 27.01% | 3853.91 | 483.15 | 2374.0642 | 3.2099 | 86197.05 | 5244.91
HPWH_HighEfficiency | High Efficiency HPWH |  | 240V Market Std. NEEA HPWH | PGE | PGE | CZ05 | Pre1978 | Std | Mixed-fuel | Mixed-fuel | -1075.57 | 170.882 | 5192.8306 | 7967.0806 | 5136.4694 | -80.0392 | -34.0002 | N/A | 983.0999 | 7794.2912 | 0.1234 | 0.97831 | 2032.7158 | 8899.1235 | 0.25514 | 1.117 | N/A | N/A | N/A | N/A | -64.8786 | -152.7296 | N/A | 13103.55 | 1.6447 | 0.90349 | 28.15% | 3853.91 | 483.15 | 2374.0642 | 3.2099 | 86197.05 | 4929.48
HPWH_HighEfficiency_DR | High Efficiency HPWH with Demand Response |  | 240V Market Std. NEEA HPWH + DR | PGE | PGE | CZ05 | Pre1978 | Std | Mixed-fuel | Mixed-fuel | -966.54 | 170.913 | 5192.8306 | 7967.0806 | 6335.2694 | -32.0214 | 8.9007 | N/A | 2078.3812 | 8948.5193 | 0.26087 | 1.1232 | 3011.3385 | 9930.556 | 0.37797 | 1.2464 | N/A | N/A | N/A | N/A | -162.1677 | 583.4178 | N/A | 14302.35 | 1.7952 | 0.92258 | 28.74% | 3853.91 | 483.15 | 2374.0642 | 3.2099 | 86197.05 | 4820.45
HPWH_120V | 120V HPWH |  | 120V Market Std. NEEA HPWH | PGE | PGE | CZ05 | Pre1978 | Std | Mixed-fuel | Mixed-fuel | -934.5 | 171.525 | 2892.8863 | 4272.7328 | 10296.0172 | -16.3574 | 20.6055 | N/A | 2446.2454 | 9361.6153 | 0.57252 | 2.191 | 3288.9399 | 10248.6408 | 0.76975 | 2.3986 | N/A | N/A | N/A | N/A | -176.8553 | 140.3937 | N/A | 14568.75 | 3.4097 | 0.92699 | 28.88% | 3853.91 | 483.15 | 2374.0642 | 3.2099 | 86197.05 | 4788.41
HPWH_TankOutside | HPWH in Exterior Closet |  | 240V Fed. Min. HPWH, Exterior Closet | PGE | PGE | CZ05 | Pre1978 | Std | Mixed-fuel | Mixed-fuel | -1423.9 | 168.99 | 4751.0613 | 6972.7834 | 3383.5166 | -235.336 | -157.4034 | N/A | -2590.5945 | 3952.73 | 0 | 0.56688 | -813.8568 | 5822.9353 | 0 | 0.83509 | N/A | N/A | N/A | N/A | -20.1884 | -30.184 | N/A | 10356.3 | 1.4852 | 0.85335 | 26.59% | 3853.91 | 483.15 | 2374.0642 | 3.2099 | 86197.05 | 5277.81
HPWH_TankInside_NotDucted | HPWH in interior closet, not ducted |  | 240V Fed. Min. HPWH, Interior Closet, Not Ducted | PGE | PGE | CZ05 | Pre1978 | Std | Mixed-fuel | Mixed-fuel | -1158.43 | 127.919 | 4412.5691 | 6634.2911 | 791.6089 | -220.0159 | -167.6578 | N/A | -2956.3467 | 1846.4311 | 0 | 0.27832 | -1762.6656 | 3102.9074 | 0 | 0.46771 | N/A | N/A | N/A | N/A | -20.0557 | -26.3189 | N/A | 7425.9 | 1.1193 | 0.65123 | 20.29% | 3853.91 | 483.15 | 2374.0642 | 3.2099 | 86197.05 | 5012.34
HPWH_TankInside_Ducted | HPWH in interior closet, ducted outside |  | 240V Fed. Min. HPWH, Interior Closet, Ducted | PGE | PGE | CZ05 | Pre1978 | Std | Mixed-fuel | Mixed-fuel | -1353.82 | 180.2 | 5491.8272 | 7713.5493 | 4590.8007 | -178.8783 | -107.8847 | N/A | -1107.771 | 5984.6247 | 0 | 0.77586 | 510.7681 | 7688.309 | 0.066217 | 0.99673 | N/A | N/A | N/A | N/A | -30.7015 | -50.9046 | N/A | 12304.35 | 1.5952 | 0.92956 | 28.96% | 3853.91 | 483.15 | 2374.0642 | 3.2099 | 86197.05 | 5207.73
HPSH_9.5HSPF2_17SEER2 | New HPSH 9.5 HSPF2, 17 SEER2 |  | High Efficiency HPSH | PGE | PGE | CZ05 | Pre1978 | Std | Mixed-fuel | Mixed-fuel | -1855.12 | 233.171 | 3951.0299 | 6429.7645 | 6318.5855 | -109.4223 | -84.8362 | N/A | 1441.0907 | 10991.5589 | 0.22413 | 1.7095 | 2001.6138 | 11581.569 | 0.3113 | 1.8012 | N/A | N/A | N/A | N/A | -36.1081 | -46.5724 | N/A | 12748.35 | 1.9827 | 1.0507 | 34.63% | 3790.86 | 454.432 | 2274.8876 | 3.0341 | 80547.15 | 5645.98
MSHP | Ducted MSHP 9.5 HSPF2, 16.5 SEER2 |  | High Eff MSHP | PGE | PGE | CZ05 | Pre1978 | Std | Mixed-fuel | Mixed-fuel | -1846.56 | 233.171 | 1441.5303 | 2951.3745 | 9880.2255 | -105.9537 | -82.4579 | N/A | 1520.1698 | 11074.798 | 0.51507 | 3.7524 | 2055.8372 | 11638.6449 | 0.69657 | 3.9435 | N/A | N/A | N/A | N/A | -13.6053 | -17.482 | N/A | 12831.6 | 4.3477 | 1.0523 | 34.68% | 3790.86 | 454.432 | 2274.8876 | 3.0341 | 80547.15 | 5637.42
PV_3kW | 3kW PV |  | 3kW PV | PGE | PGE | CZ05 | Pre1978 | Std | Mixed-fuel | Mixed-fuel | 3853.9104 | 0 | 9608.1502 | 11574.2633 | -3282.5633 | 692.143 | N/A | 537.8212 | 15779.7489 | 16609.863 | 1.3633 | 1.4351 | N/A | N/A | N/A | N/A | 12261.4591 | 12906.4891 | 1.0594 | 1.1151 | 13.8817 | N/A | 17.865 | 8291.7 | 0.71639 | 0.10709 | 3.282% | 3853.91 | 492.272 | 2395.7191 | 3.2632 | 87279.3 | -0.0003822
AE | All Electric |  | All Electric | PGE | PGE | CZ05 | Pre1978 | Std | All Electric | Mixed-fuel | -4649.08 | 492.272 | 6302.3436 | 9121.6976 | 17018.8024 | -810.8533 | -524.6093 | N/A | -10930.4305 | 6683.7258 | 0 | 0.73273 | -4404.5261 | 13552.9338 | 0 | 1.4858 | N/A | N/A | N/A | N/A | -7.7725 | -12.0134 | N/A | 26140.5 | 2.8657 | 2.2967 | 70.38% | 3853.91 | 492.272 | 2395.7191 | 3.2632 | 87279.3 | 8502.99
VCHP_base | Base VCHP |  | Base VCHP | PGE | PGE | CZ05 | Pre1978 | Std | Mixed-fuel | Mixed-fuel | -1666.99 | 207.626 | 8825.7784 | 14273.6008 | -1536.3508 | -98.5201 | -117.4585 | N/A | 1226.4143 | 9650.4426 | 0.085922 | 0.6761 | 794.6506 | 9195.9654 | 0.055673 | 0.64426 | N/A | N/A | N/A | N/A | -89.5835 | -75.1396 | N/A | 12737.25 | 0.89236 | 0.93889 | 32.94% | 3552.66 | 428.887 | 2113.5633 | 2.85 | 77089.5 | 5219.65
VCHP_Fujitsu48 | Fujitsu 48 VCHP |  | Fujitsu 48 VCHP | PGE | PGE | CZ05 | Pre1978 | Std | Mixed-fuel | Mixed-fuel | -589.2 | 207.626 | 12409.8442 | 20158.142 | 1170.508 | 331.3695 | 208.1556 | N/A | 11027.208 | 19966.8197 | 0.54703 | 0.99051 | 8218.1288 | 17009.9653 | 0.40768 | 0.84383 | N/A | N/A | N/A | N/A | 37.4502 | 59.6181 | N/A | 21328.65 | 1.0581 | 1.1164 | 39.17% | 3552.66 | 428.887 | 2113.5633 | 2.85 | 77089.5 | 4141.86
HPWH_PV | HPWH + 3kW PV |  | 240V Fed. Min. HPWH + 3kW PV | PGE | PGE | CZ05 | Pre1978 | Std | Mixed-fuel | Mixed-fuel | 3562.103 | 170.646 | 13940.1604 | 18127.9956 | 3933.2544 | 740.3304 | N/A | 655.3293 | 19682.0886 | 27467.0424 | 1.0857 | 1.5152 | N/A | N/A | N/A | N/A | 17744.1984 | 25427.207 | 0.97883 | 1.4026 | 18.8296 | N/A | 21.272 | 22061.25 | 1.217 | 1.0047 | 31.3% | 3853.91 | 483.15 | 2374.0642 | 3.2099 | 86197.05 | 291.807
HPSH_PV | HPSH + 3kW PV |  | HPSH + 3kW PV | PGE | PGE | CZ05 | Pre1978 | Std | Mixed-fuel | Mixed-fuel | 2688.49 | 233.171 | 10628.4836 | 13192.2286 | 5633.3714 | 487.3907 | N/A | 475.2543 | 15047.4698 | 25313.7192 | 1.1406 | 1.9188 | N/A | N/A | N/A | N/A | 14770.78 | 25022.4738 | 1.1197 | 1.8968 | 21.8069 | N/A | 22.3638 | 18825.6 | 1.427 | 1.1221 | 36.98% | 3790.86 | 454.432 | 2274.8876 | 3.0341 | 80547.15 | 1102.37
HPSH_RCV_300CFM | New HPSH |  | Heat Pump Space Heater | SCG | PGE | CZ05 | Pre1978 | Std | Mixed-fuel | Mixed-fuel | -2264.62 | 233.171 | 1020.3334 | 1617.9653 | 7900.2847 | -364.1784 | -297.5039 | N/A | -5018.7451 | 2622.7801 | 0 | 1.621 | -3498.6736 | 4222.8169 | 0 | 2.61 | N/A | N/A | N/A | N/A | -2.8017 | -3.4296 | N/A | 9518.25 | 5.8829 | 0.98449 | 32.45% | 3790.86 | 454.432 | 2175.024 | 3.0341 | 80547.15 | 6055.48
DFHP_RCV_300CFM_35F | DFHP, Existing Furnace 35F |  | Dual Fuel Heat Pump (existing furnace) | SCG | PGE | CZ05 | Pre1978 | Std | Mixed-fuel | Mixed-fuel | -1774.27 | 208.993 | 2014.2367 | 672.8765 | 7641.0235 | -204.6956 | -190.6698 | N/A | -1678.1619 | 5428.0441 | 0 | 8.0669 | -1358.3966 | 5764.631 | 0 | 8.5671 | N/A | N/A | N/A | N/A | -9.8402 | -10.564 | N/A | 8313.9 | 12.3558 | 0.93232 | 30.38% | 3790.86 | 460.411 | 2188.0727 | 3.0691 | 79259.55 | 5565.13
RaisedFloorInsulation_R19 | Raised Floor Insulation: R-19 |  | Raised Floor Insulation: R-19 | SCG | PGE | CZ05 | Pre1978 | Std | Mixed-fuel | Mixed-fuel | 4.45 | 87.463 | 3632.776 | 3632.776 | 7356.224 | 186.6937 | N/A | N/A | 5634.4339 | 9248.4339 | 1.551 | 2.5458 | N/A | N/A | N/A | N/A | N/A | N/A | N/A | N/A | 19.4585 | N/A | N/A | 10989 | 3.025 | 0.51747 | 14.75% | 3952.38 | 532.737 | 2414.4303 | 3.5093 | 92940.3 | 3947.93
RaisedFloorInsulation_R30 | Raised Floor Insulation: R-30vs0 |  | Raised Floor Insulation: R-30vsR0 | SCG | PGE | CZ05 | Pre1978 | Std | Mixed-fuel | Mixed-fuel | -3.01 | 99.577 | 4112.6252 | 4112.6252 | 8341.5748 | 208.6451 | N/A | N/A | 6325.6069 | 10435.0854 | 1.5381 | 2.5373 | N/A | N/A | N/A | N/A | N/A | N/A | N/A | N/A | 19.7111 | N/A | N/A | 12454.2 | 3.0283 | 0.58879 | 16.78% | 3952.38 | 532.737 | 2414.4303 | 3.5093 | 92940.3 | 3955.39
WallInsulation_R13 | Wall Insulation: R-13 |  | Wall Insulation: R-13 | SCG | PGE | CZ05 | Pre1978 | Std | Mixed-fuel | Mixed-fuel | 55.97 | 48.639 | 2950.4997 | 2950.4997 | 3509.7003 | 128.3022 | N/A | N/A | 3695.2422 | 5743.6618 | 1.2524 | 1.9467 | N/A | N/A | N/A | N/A | N/A | N/A | N/A | N/A | 22.9965 | N/A | N/A | 6460.2 | 2.1895 | 0.29161 | 8.936% | 3853.91 | 492.272 | 2284.4791 | 3.2632 | 87279.3 | 3797.94
AtticInsulation_R38_infil | Attic Insulation: R-38 |  | Attic Insulation: R-38 | SCG | PGE | CZ05 | Pre1978 | Std | Mixed-fuel | Mixed-fuel | 67.37 | 35.734 | 6762.2571 | 6762.2571 | -1783.9071 | 107.1979 | N/A | N/A | 3018.664 | 4561.0189 | 0.4464 | 0.67448 | N/A | N/A | N/A | N/A | N/A | N/A | N/A | N/A | 63.082 | N/A | N/A | 4978.35 | 0.7362 | 0.21672 | 6.641% | 3853.91 | 492.272 | 2284.4791 | 3.2632 | 87279.3 | 3786.54
AtticInsulation_R49_infil | Attic Insulation: R-49 |  | Attic Insulation: R-49 | SCG | PGE | CZ05 | Pre1978 | Std | Mixed-fuel | Mixed-fuel | 74.51 | 39.005 | 7446.0183 | 7446.0183 | -2001.4683 | 117.4446 | N/A | N/A | 3304.8222 | 4988.7373 | 0.44384 | 0.66999 | N/A | N/A | N/A | N/A | N/A | N/A | N/A | N/A | 63.4003 | N/A | N/A | 5444.55 | 0.7312 | 0.23664 | 7.252% | 3853.91 | 492.272 | 2284.4791 | 3.2632 | 87279.3 | 3779.4
Windows_0.28UFactor0.35SHGC | New Windows: 0.28 U-factor, 0.35 SHGC |  | Window Upgrade: 0.28 vs 0.30 U-factor | SCG | PGE | CZ05 | Pre1978 | Std | Mixed-fuel | Mixed-fuel | 88.86 | 27.655 | 11871.2871 | 11871.2871 | -7742.0871 | 99.3638 | N/A | N/A | 2711.1134 | 3926.8714 | 0.22838 | 0.33079 | N/A | N/A | N/A | N/A | N/A | N/A | N/A | N/A | 119.4729 | N/A | N/A | 4129.2 | 0.34783 | 0.17221 | 5.277% | 3853.91 | 492.272 | 2284.4791 | 3.2632 | 87279.3 | 3765.05
Roof_RB | Roofing: Radiant Barrier |  | Radiant Barrier (at roof replacement) | SCG | PGE | CZ05 | Pre1978 | Std | Mixed-fuel | Mixed-fuel | 35.77 | 12.568 | 892.9455 | 892.9455 | 955.2045 | 42.7134 | N/A | N/A | 1175.2772 | 1722.1329 | 1.3162 | 1.9286 | N/A | N/A | N/A | N/A | N/A | N/A | N/A | N/A | 20.9055 | N/A | N/A | 1848.15 | 2.0697 | 0.07748 | 2.374% | 3853.91 | 492.272 | 2284.4791 | 3.2632 | 87279.3 | 3818.14
Roof_0.20Ref | Roofing: Steep Sloped, 0.20 Ref. |  | 0.20 Solar Reflectance Cool Roof (at roof replacement) | SCG | PGE | CZ05 | Pre1978 | Std | Mixed-fuel | Mixed-fuel | 11.22 | -12.801 | 892.9455 | 1203.407 | -2685.257 | -22.0434 | N/A | N/A | -702.1528 | -1219.589 | 0 | 0 | N/A | N/A | N/A | N/A | N/A | N/A | N/A | N/A | -40.5084 | N/A | N/A | -1481.85 | 0 | -0.07412 | -2.271% | 3853.91 | 492.272 | 2284.4791 | 3.2632 | 87279.3 | 3842.69
Roof_0.25Ref | Roofing: Steep Sloped, 0.25 Ref. |  | 0.25 Solar Reflectance Cool Roof (at roof replacement) | SCG | PGE | CZ05 | Pre1978 | Std | Mixed-fuel | Mixed-fuel | 13.87 | -19.462 | 1785.8911 | 2406.8139 | -4687.8639 | -34.8348 | N/A | N/A | -1097.5401 | -1885.5708 | 0 | 0 | N/A | N/A | N/A | N/A | N/A | N/A | N/A | N/A | -51.2674 | N/A | N/A | -2281.05 | 0 | -0.11311 | -3.466% | 3853.91 | 492.272 | 2284.4791 | 3.2632 | 87279.3 | 3840.04
Ducts_R6 | New Ducts: R-6 |  | New Ducts: R-6 | SCG | PGE | CZ05 | Pre1978 | Std | Mixed-fuel | Mixed-fuel | 133.02 | 48.75 | 4808.3746 | 4808.3746 | 2301.1754 | 161.7823 | N/A | N/A | 4469.1914 | 6583.9843 | 0.92946 | 1.3693 | N/A | N/A | N/A | N/A | N/A | N/A | N/A | N/A | 29.7213 | N/A | N/A | 7109.55 | 1.4786 | 0.30374 | 9.308% | 3853.91 | 492.272 | 2284.4791 | 3.2632 | 87279.3 | 3720.89
Ducts_R8 | New Ducts: R-8 |  | New Ducts: R-8 | SCG | PGE | CZ05 | Pre1978 | Std | Mixed-fuel | Mixed-fuel | 137.04 | 51.349 | 6311.1144 | 6311.1144 | 1148.0856 | 169.135 | N/A | N/A | 4678.4565 | 6904.4889 | 0.7413 | 1.094 | N/A | N/A | N/A | N/A | N/A | N/A | N/A | N/A | 37.3141 | N/A | N/A | 7459.2 | 1.1819 | 0.31949 | 9.791% | 3853.91 | 492.272 | 2284.4791 | 3.2632 | 87279.3 | 3716.87
DuctSealing_10% | Duct Sealing: 10% |  | Duct Sealing: 10% | SCG | PGE | CZ05 | Pre1978 | Std | Mixed-fuel | Mixed-fuel | 49.78 | 31.861 | 2589.5542 | 2589.5542 | 1789.3958 | 90.3227 | N/A | N/A | 2569.4671 | 3932.9916 | 0.99224 | 1.5188 | N/A | N/A | N/A | N/A | N/A | N/A | N/A | N/A | 28.67 | N/A | N/A | 4378.95 | 1.691 | 0.19324 | 5.922% | 3853.91 | 492.272 | 2284.4791 | 3.2632 | 87279.3 | 3804.13
HPWH | HPWH |  | 240V Fed. Min. HPWH | SCG | PGE | CZ05 | Pre1978 | Std | Mixed-fuel | Mixed-fuel | -1391 | 170.646 | 4332.0102 | 6553.7323 | 4252.1177 | -264.8842 | -189.6569 | N/A | -3587.0327 | 2126.8158 | 0 | 0.32452 | -1871.9721 | 3932.0994 | 0 | 0.59998 | N/A | N/A | N/A | N/A | -16.3544 | -22.8413 | N/A | 10805.85 | 1.6488 | 0.86705 | 27.01% | 3853.91 | 483.15 | 2265.3037 | 3.2099 | 86197.05 | 5244.91
HPWH_HighEfficiency | High Efficiency HPWH |  | 240V Market Std. NEEA HPWH | SCG | PGE | CZ05 | Pre1978 | Std | Mixed-fuel | Mixed-fuel | -1075.57 | 170.882 | 5192.8306 | 7967.0806 | 5136.4694 | -128.1054 | -82.0664 | N/A | -465.2958 | 5420.9648 | 0 | 0.68042 | 584.3201 | 6525.7972 | 0.073342 | 0.8191 | N/A | N/A | N/A | N/A | -40.5356 | -63.276 | N/A | 13103.55 | 1.6447 | 0.90349 | 28.15% | 3853.91 | 483.15 | 2265.3037 | 3.2099 | 86197.05 | 4929.48
HPWH_HighEfficiency_DR | High Efficiency HPWH with Demand Response |  | 240V Market Std. NEEA HPWH + DR | SCG | PGE | CZ05 | Pre1978 | Std | Mixed-fuel | Mixed-fuel | -966.54 | 170.913 | 5192.8306 | 7967.0806 | 6335.2694 | -80.0997 | -39.1777 | N/A | 629.6206 | 6574.595 | 0.079028 | 0.82522 | 1562.5779 | 7556.6318 | 0.19613 | 0.94848 | N/A | N/A | N/A | N/A | -64.8296 | -132.5457 | N/A | 14302.35 | 1.7952 | 0.92258 | 28.74% | 3853.91 | 483.15 | 2265.3037 | 3.2099 | 86197.05 | 4820.45
HPWH_120V | 120V HPWH |  | 120V Market Std. NEEA HPWH | SCG | PGE | CZ05 | Pre1978 | Std | Mixed-fuel | Mixed-fuel | -934.5 | 171.525 | 2892.8863 | 4272.7328 | 10296.0172 | -64.6924 | -27.7295 | N/A | 989.7516 | 6975.0193 | 0.23164 | 1.6324 | 1832.446 | 7862.0448 | 0.42887 | 1.8401 | N/A | N/A | N/A | N/A | -44.7176 | -104.3253 | N/A | 14568.75 | 3.4097 | 0.92699 | 28.88% | 3853.91 | 483.15 | 2265.3037 | 3.2099 | 86197.05 | 4788.41
HPWH_TankOutside | HPWH in Exterior Closet |  | 240V Fed. Min. HPWH, Exterior Closet | SCG | PGE | CZ05 | Pre1978 | Std | Mixed-fuel | Mixed-fuel | -1423.9 | 168.99 | 4751.0613 | 6972.7834 | 3383.5166 | -282.6112 | -204.6786 | N/A | -4015.1532 | 1618.4626 | 0 | 0.23211 | -2238.4155 | 3488.668 | 0 | 0.50033 | N/A | N/A | N/A | N/A | -16.8113 | -23.2123 | N/A | 10356.3 | 1.4852 | 0.85335 | 26.59% | 3853.91 | 483.15 | 2265.3037 | 3.2099 | 86197.05 | 5277.81
HPWH_TankInside_NotDucted | HPWH in interior closet, not ducted |  | 240V Fed. Min. HPWH, Interior Closet, Not Ducted | SCG | PGE | CZ05 | Pre1978 | Std | Mixed-fuel | Mixed-fuel | -1158.43 | 127.919 | 4412.5691 | 6634.2911 | 791.6089 | -253.3751 | -201.017 | N/A | -3961.5696 | 199.2833 | 0 | 0.030038 | -2767.8884 | 1455.7595 | 0 | 0.21943 | N/A | N/A | N/A | N/A | -17.4152 | -21.9512 | N/A | 7425.9 | 1.1193 | 0.65123 | 20.29% | 3853.91 | 483.15 | 2265.3037 | 3.2099 | 86197.05 | 5012.34
HPWH_TankInside_Ducted | HPWH in interior closet, ducted outside |  | 240V Fed. Min. HPWH, Interior Closet, Ducted | SCG | PGE | CZ05 | Pre1978 | Std | Mixed-fuel | Mixed-fuel | -1353.82 | 180.2 | 5491.8272 | 7713.5493 | 4590.8007 | -230.8565 | -159.863 | N/A | -2674.0473 | 3418.1403 | 0 | 0.44313 | -1055.5083 | 5121.8247 | 0 | 0.664 | N/A | N/A | N/A | N/A | -23.7889 | -34.3533 | N/A | 12304.35 | 1.5952 | 0.92956 | 28.96% | 3853.91 | 483.15 | 2265.3037 | 3.2099 | 86197.05 | 5207.73
HPSH_9.5HSPF2_17SEER2 | New HPSH 9.5 HSPF2, 17 SEER2 |  | High Efficiency HPSH | SCG | PGE | CZ05 | Pre1978 | Std | Mixed-fuel | Mixed-fuel | -1855.12 | 233.171 | 3951.0299 | 6429.7645 | 6318.5855 | -198.2856 | -173.6995 | N/A | -1236.6554 | 6603.8315 | 0 | 1.0271 | -676.1323 | 7193.8416 | 0 | 1.1188 | N/A | N/A | N/A | N/A | -19.926 | -22.7463 | N/A | 12748.35 | 1.9827 | 1.0507 | 34.63% | 3790.86 | 454.432 | 2175.024 | 3.0341 | 80547.15 | 5645.98
MSHP | Ducted MSHP 9.5 HSPF2, 16.5 SEER2 |  | High Eff MSHP | SCG | PGE | CZ05 | Pre1978 | Std | Mixed-fuel | Mixed-fuel | -1846.56 | 233.171 | 1441.5303 | 2951.3745 | 9880.2255 | -194.817 | -171.3212 | N/A | -1157.5764 | 6687.0706 | 0 | 2.2657 | -621.9089 | 7250.9175 | 0 | 2.4568 | N/A | N/A | N/A | N/A | -7.3994 | -8.4142 | N/A | 12831.6 | 4.3477 | 1.0523 | 34.68% | 3790.86 | 454.432 | 2175.024 | 3.0341 | 80547.15 | 5637.42
PV_3kW | 3kW PV |  | 3kW PV | SCG | PGE | CZ05 | Pre1978 | Std | Mixed-fuel | Mixed-fuel | 3853.9104 | 0 | 9608.1502 | 11574.2633 | -3282.5633 | 692.143 | N/A | 537.8212 | 15779.7489 | 16609.863 | 1.3633 | 1.4351 | N/A | N/A | N/A | N/A | 12261.4591 | 12906.4891 | 1.0594 | 1.1151 | 13.8817 | N/A | 17.865 | 8291.7 | 0.71639 | 0.10709 | 3.282% | 3853.91 | 492.272 | 2284.4791 | 3.2632 | 87279.3 | -0.0003822
AE | All Electric |  | All Electric | SCG | PGE | CZ05 | Pre1978 | Std | All Electric | Mixed-fuel | -4649.08 | 492.272 | 6302.3436 | 9121.6976 | 17018.8024 | -922.0933 | -635.8493 | N/A | -14282.4601 | 1191.1243 | 0 | 0.13058 | -7756.5557 | 8060.3323 | 0 | 0.88364 | N/A | N/A | N/A | N/A | -6.8348 | -9.9117 | N/A | 26140.5 | 2.8657 | 2.2967 | 70.38% | 3853.91 | 492.272 | 2284.4791 | 3.2632 | 87279.3 | 8502.99
VCHP_base | Base VCHP |  | Base VCHP | SCG | PGE | CZ05 | Pre1978 | Std | Mixed-fuel | Mixed-fuel | -1666.99 | 207.626 | 8825.7784 | 14273.6008 | -1536.3508 | -180.0435 | -198.9819 | N/A | -1230.1564 | 5625.1309 | 0 | 0.39409 | -1661.9201 | 5170.6537 | 0 | 0.36225 | N/A | N/A | N/A | N/A | -49.0202 | -44.3547 | N/A | 12737.25 | 0.89236 | 0.93889 | 32.94% | 3552.66 | 428.887 | 2021.0396 | 2.85 | 77089.5 | 5219.65
VCHP_Fujitsu48 | Fujitsu 48 VCHP |  | Fujitsu 48 VCHP | SCG | PGE | CZ05 | Pre1978 | Std | Mixed-fuel | Mixed-fuel | -589.2 | 207.626 | 12409.8442 | 20158.142 | 1170.508 | 249.8461 | 126.6322 | N/A | 8570.6372 | 15941.508 | 0.42517 | 0.79082 | 5761.558 | 12984.6536 | 0.28582 | 0.64414 | N/A | N/A | N/A | N/A | 49.67 | 97.9991 | N/A | 21328.65 | 1.0581 | 1.1164 | 39.17% | 3552.66 | 428.887 | 2021.0396 | 2.85 | 77089.5 | 4141.86
HPWH_PV | HPWH + 3kW PV |  | 240V Fed. Min. HPWH + 3kW PV | SCG | PGE | CZ05 | Pre1978 | Std | Mixed-fuel | Mixed-fuel | 3562.103 | 170.646 | 13940.1604 | 18127.9956 | 3933.2544 | 692.3623 | N/A | 607.3611 | 18236.6501 | 25098.5617 | 1.006 | 1.3845 | N/A | N/A | N/A | N/A | 16298.7599 | 23058.7263 | 0.89909 | 1.272 | 20.1342 | N/A | 22.952 | 22061.25 | 1.217 | 1.0047 | 31.3% | 3853.91 | 483.15 | 2265.3037 | 3.2099 | 86197.05 | 291.807
HPSH_PV | HPSH + 3kW PV |  | HPSH + 3kW PV | SCG | PGE | CZ05 | Pre1978 | Std | Mixed-fuel | Mixed-fuel | 2688.49 | 233.171 | 10628.4836 | 13192.2286 | 5633.3714 | 398.5274 | N/A | 386.391 | 12369.7237 | 20925.9918 | 0.93765 | 1.5862 | N/A | N/A | N/A | N/A | 12093.0339 | 20634.7464 | 0.91668 | 1.5642 | 26.6694 | N/A | 27.5071 | 18825.6 | 1.427 | 1.1221 | 36.98% | 3790.86 | 454.432 | 2175.024 | 3.0341 | 80547.15 | 1102.37
HPSH_RCV_300CFM | New HPSH |  | Heat Pump Space Heater | SCG | SCE | CZ06 | Pre1978 | Std | Mixed-fuel | Mixed-fuel | -403.06 | 57.527 | 1020.3334 | 1617.9653 | 1761.9847 | -51.8747 | -168.8172 | N/A | -380.992 | 1382.5758 | 0 | 0.85452 | -3015.2806 | -1423.779 | 0 | 0 | N/A | N/A | N/A | N/A | -19.6692 | -6.044 | N/A | 3379.95 | 2.089 | 0.24515 | 12.71% | 4207.28 | 265.899 | 1775.4469 | 1.9286 | 60356.25 | 4610.34
DFHP_RCV_300CFM_35F | DFHP, Existing Furnace 35F |  | Dual Fuel Heat Pump (existing furnace) | SCG | SCE | CZ06 | Pre1978 | Std | Mixed-fuel | Mixed-fuel | -388.77 | 58.364 | 2014.2367 | 672.8765 | 2401.8235 | -44.8161 | -163.8506 | N/A | -209.6723 | 1593.0542 | 0 | 2.3675 | -2891.0866 | -1263.5045 | 0 | 0 | N/A | N/A | N/A | N/A | -44.9445 | -12.2931 | N/A | 3074.7 | 4.5695 | 0.25313 | 13.07% | 4207.28 | 267.375 | 1778.1771 | 1.9372 | 60034.35 | 4596.05
RaisedFloorInsulation_R19 | Raised Floor Insulation: R-19 |  | Raised Floor Insulation: R-19 | SCG | SCE | CZ06 | Pre1978 | Std | Mixed-fuel | Mixed-fuel | -483.71 | 27.513 | 3632.776 | 3632.776 | -2866.876 | -165.4684 | N/A | N/A | -3340.1813 | -2679.0212 | 0 | 0 | N/A | N/A | N/A | N/A | N/A | N/A | N/A | N/A | -21.9545 | N/A | N/A | 765.9 | 0.21083 | 0.14678 | 6.812% | 4823.08 | 299.673 | 2114.3458 | 2.1547 | 68781.15 | 5306.79
RaisedFloorInsulation_R30 | Raised Floor Insulation: R-30vs0 |  | Raised Floor Insulation: R-30vsR0 | SCG | SCE | CZ06 | Pre1978 | Std | Mixed-fuel | Mixed-fuel | -569.74 | 30.999 | 4112.6252 | 4112.6252 | -3396.6752 | -196.586 | N/A | N/A | -3992.1662 | -3262.3639 | 0 | 0 | N/A | N/A | N/A | N/A | N/A | N/A | N/A | N/A | -20.9202 | N/A | N/A | 715.95 | 0.17409 | 0.16472 | 7.645% | 4823.08 | 299.673 | 2114.3458 | 2.1547 | 68781.15 | 5392.82
WallInsulation_R13 | Wall Insulation: R-13 |  | Wall Insulation: R-13 | SCG | SCE | CZ06 | Pre1978 | Std | Mixed-fuel | Mixed-fuel | 29.65 | 15.58 | 2950.4997 | 2950.4997 | -769.3497 | 40.0403 | N/A | N/A | 1120.3963 | 1689.6196 | 0.37973 | 0.57266 | N/A | N/A | N/A | N/A | N/A | N/A | N/A | N/A | 73.6883 | N/A | N/A | 2181.15 | 0.73925 | 0.09433 | 4.723% | 4653.4 | 274.469 | 1994.8567 | 1.9973 | 64485.45 | 4623.75
AtticInsulation_R38_infil | Attic Insulation: R-38 |  | Attic Insulation: R-38 | SCG | SCE | CZ06 | Pre1978 | Std | Mixed-fuel | Mixed-fuel | 483.86 | 15.711 | 6762.2571 | 6762.2571 | -1950.4071 | 252.424 | N/A | N/A | 5905.3895 | 6788.8852 | 0.87329 | 1.0039 | N/A | N/A | N/A | N/A | N/A | N/A | N/A | N/A | 26.7893 | N/A | N/A | 4811.85 | 0.71157 | 0.11246 | 5.631% | 4653.4 | 274.469 | 1994.8567 | 1.9973 | 64485.45 | 4169.54
AtticInsulation_R49_infil | Attic Insulation: R-49 |  | Attic Insulation: R-49 | SCG | SCE | CZ06 | Pre1978 | Std | Mixed-fuel | Mixed-fuel | 516.42 | 16.901 | 7446.0183 | 7446.0183 | -2301.1683 | 269.6743 | N/A | N/A | 6310.59 | 7258.2818 | 0.84751 | 0.97479 | N/A | N/A | N/A | N/A | N/A | N/A | N/A | N/A | 27.6111 | N/A | N/A | 5144.85 | 0.69095 | 0.12086 | 6.051% | 4653.4 | 274.469 | 1994.8567 | 1.9973 | 64485.45 | 4136.98
Windows_0.28UFactor0.23SHGC | New Windows: 0.28 U-factor, 0.23 SHGC |  | Window Upgrade: 0.28 vs 0.30 U-factor | SCG | SCE | CZ06 | Pre1978 | Std | Mixed-fuel | Mixed-fuel | 633.56 | -2.494 | 11462.7824 | 11462.7824 | -8265.9824 | 279.6802 | N/A | N/A | 6266.739 | 6600.136 | 0.5467 | 0.57579 | N/A | N/A | N/A | N/A | N/A | N/A | N/A | N/A | 40.9853 | N/A | N/A | 3196.8 | 0.27889 | 0.00712 | 0.3565% | 4653.4 | 274.469 | 1994.8567 | 1.9973 | 64485.45 | 4019.84
Roof_RB | Roofing: Radiant Barrier |  | Radiant Barrier (at roof replacement) | SCG | SCE | CZ06 | Pre1978 | Std | Mixed-fuel | Mixed-fuel | 227.06 | 5.14 | 892.9455 | 892.9455 | 988.5045 | 113.3064 | N/A | N/A | 2624.3859 | 2959.3236 | 2.939 | 3.3141 | N/A | N/A | N/A | N/A | N/A | N/A | N/A | N/A | 7.8808 | N/A | N/A | 1881.45 | 2.107 | 0.03776 | 1.891% | 4653.4 | 274.469 | 1994.8567 | 1.9973 | 64485.45 | 4426.34
Roof_0.20Ref | Roofing: Steep Sloped, 0.20 Ref. |  | 0.20 Solar Reflectance Cool Roof (at roof replacement) | SCG | SCE | CZ06 | Pre1978 | Std | Mixed-fuel | Mixed-fuel | 203.04 | -4.628 | 892.9455 | 1203.407 | -637.307 | 86.1481 | N/A | N/A | 1875.9278 | 1851.5879 | 1.5588 | 1.5386 | N/A | N/A | N/A | N/A | N/A | N/A | N/A | N/A | 10.3652 | N/A | N/A | 566.1 | 0.47041 | -0.02031 | -1.017% | 4653.4 | 274.469 | 1994.8567 | 1.9973 | 64485.45 | 4450.36
Roof_0.25Ref | Roofing: Steep Sloped, 0.25 Ref. |  | 0.25 Solar Reflectance Cool Roof (at roof replacement) | SCG | SCE | CZ06 | Pre1978 | Std | Mixed-fuel | Mixed-fuel | 295.49 | -7.113 | 1785.8911 | 2406.8139 | -1624.2639 | 123.4804 | N/A | N/A | 2682.1808 | 2631.6868 | 1.1144 | 1.0934 | N/A | N/A | N/A | N/A | N/A | N/A | N/A | N/A | 14.463 | N/A | N/A | 782.55 | 0.32514 | -0.03149 | -1.577% | 4653.4 | 274.469 | 1994.8567 | 1.9973 | 64485.45 | 4357.91
Ducts_R6 | New Ducts: R-6 |  | New Ducts: R-6 | SCG | SCE | CZ06 | Pre1978 | Std | Mixed-fuel | Mixed-fuel | 303.71 | 12.204 | 4808.3746 | 4808.3746 | -1445.0746 | 157.1631 | N/A | N/A | 3711.9972 | 4344.3368 | 0.77199 | 0.90349 | N/A | N/A | N/A | N/A | N/A | N/A | N/A | N/A | 30.5948 | N/A | N/A | 3363.3 | 0.69947 | 0.08634 | 4.323% | 4653.4 | 274.469 | 1994.8567 | 1.9973 | 64485.45 | 4349.69
Ducts_R8 | New Ducts: R-8 |  | New Ducts: R-8 | SCG | SCE | CZ06 | Pre1978 | Std | Mixed-fuel | Mixed-fuel | 315.95 | 12.991 | 6311.1144 | 6311.1144 | -2781.3144 | 163.8954 | N/A | N/A | 3874.7259 | 4542.8401 | 0.61395 | 0.71982 | N/A | N/A | N/A | N/A | N/A | N/A | N/A | N/A | 38.507 | N/A | N/A | 3529.8 | 0.5593 | 0.09139 | 4.576% | 4653.4 | 274.469 | 1994.8567 | 1.9973 | 64485.45 | 4337.45
DuctSealing_10% | Duct Sealing: 10% |  | Duct Sealing: 10% | SCG | SCE | CZ06 | Pre1978 | Std | Mixed-fuel | Mixed-fuel | 143.32 | 7.094 | 2589.5542 | 2589.5542 | -841.3042 | 76.9121 | N/A | N/A | 1832.3615 | 2178.7087 | 0.7076 | 0.84135 | N/A | N/A | N/A | N/A | N/A | N/A | N/A | N/A | 33.669 | N/A | N/A | 1748.25 | 0.67512 | 0.0476 | 2.383% | 4653.4 | 274.469 | 1994.8567 | 1.9973 | 64485.45 | 4510.08
HPWH | HPWH |  | 240V Fed. Min. HPWH | SCG | SCE | CZ06 | Pre1978 | Std | Mixed-fuel | Mixed-fuel | -1016.45 | 156.894 | 4332.0102 | 6553.7323 | 5484.2177 | -127.4666 | -218.3028 | N/A | -823.5586 | 3772.9787 | 0 | 0.5757 | -2869.7681 | 1593.1151 | 0 | 0.24309 | N/A | N/A | N/A | N/A | -33.9855 | -19.844 | N/A | 12037.95 | 1.8368 | 0.83038 | 42.69% | 4653.4 | 265.529 | 1977.7509 | 1.945 | 63419.85 | 5669.85
HPWH_HighEfficiency | High Efficiency HPWH |  | 240V Market Std. NEEA HPWH | SCG | SCE | CZ06 | Pre1978 | Std | Mixed-fuel | Mixed-fuel | -854.54 | 156.985 | 5192.8306 | 7967.0806 | 5253.0194 | -57.3788 | -161.1843 | N/A | 756.4777 | 5458.9771 | 0.09495 | 0.68519 | -1581.8826 | 2967.8799 | 0 | 0.37252 | N/A | N/A | N/A | N/A | -90.5008 | -32.2167 | N/A | 13220.1 | 1.6593 | 0.8496 | 43.68% | 4653.4 | 265.529 | 1977.7509 | 1.945 | 63419.85 | 5507.94
HPWH_HighEfficiency_DR | High Efficiency HPWH with Demand Response |  | 240V Market Std. NEEA HPWH + DR | SCG | SCE | CZ06 | Pre1978 | Std | Mixed-fuel | Mixed-fuel | -787.4 | 156.999 | 5192.8306 | 7967.0806 | 5902.3694 | -22.3119 | -121.3064 | N/A | 1546.5968 | 6301.1341 | 0.19412 | 0.7909 | -683.3897 | 3925.4895 | 0 | 0.49271 | N/A | N/A | N/A | N/A | -232.7383 | -42.8075 | N/A | 13869.45 | 1.7408 | 0.86067 | 44.25% | 4653.4 | 265.529 | 1977.7509 | 1.945 | 63419.85 | 5440.8
HPWH_120V | 120V HPWH |  | 120V Market Std. NEEA HPWH | SCG | SCE | CZ06 | Pre1978 | Std | Mixed-fuel | Mixed-fuel | -806.91 | 157.208 | 2892.8863 | 4272.7328 | 9396.9172 | -30.7265 | -124.9916 | N/A | 1359.8293 | 6108.4862 | 0.31826 | 1.4296 | -763.6213 | 3846.3363 | 0 | 0.90021 | N/A | N/A | N/A | N/A | -94.1496 | -23.1446 | N/A | 13669.65 | 3.1993 | 0.85441 | 43.93% | 4653.4 | 265.529 | 1977.7509 | 1.945 | 63419.85 | 5460.31
HPWH_TankOutside | HPWH in Exterior Closet |  | 240V Fed. Min. HPWH, Exterior Closet | SCG | SCE | CZ06 | Pre1978 | Std | Mixed-fuel | Mixed-fuel | -1032.19 | 156.282 | 4751.0613 | 6972.7834 | 4848.7166 | -137.6977 | -229.6856 | N/A | -1062.1594 | 3500.3282 | 0 | 0.502 | -3134.3114 | 1292.8275 | 0 | 0.18541 | N/A | N/A | N/A | N/A | -34.5036 | -20.6851 | N/A | 11821.5 | 1.6954 | 0.82395 | 42.36% | 4653.4 | 265.529 | 1977.7509 | 1.945 | 63419.85 | 5685.59
HPWH_TankInside_NotDucted | HPWH in interior closet, not ducted |  | 240V Fed. Min. HPWH, Interior Closet, Not Ducted | SCG | SCE | CZ06 | Pre1978 | Std | Mixed-fuel | Mixed-fuel | -718.8 | 140.546 | 4412.5691 | 6634.2911 | 5187.2089 | -24.3987 | -135.5982 | N/A | 1283.694 | 5530.7856 | 0.19349 | 0.83367 | -1221.2248 | 2862.2508 | 0 | 0.43143 | N/A | N/A | N/A | N/A | -180.8526 | -32.5415 | N/A | 11821.5 | 1.7819 | 0.75172 | 38.65% | 4653.4 | 265.529 | 1977.7509 | 1.945 | 63419.85 | 5372.2
HPWH_TankInside_Ducted | HPWH in interior closet, ducted outside |  | 240V Fed. Min. HPWH, Interior Closet, Ducted | SCG | SCE | CZ06 | Pre1978 | Std | Mixed-fuel | Mixed-fuel | -1063.38 | 160.616 | 5491.8272 | 7713.5493 | 4574.1507 | -142.807 | -232.0403 | N/A | -1119.695 | 3569.7457 | 0 | 0.46279 | -3129.7952 | 1428.3499 | 0 | 0.18517 | N/A | N/A | N/A | N/A | -38.4563 | -23.6676 | N/A | 12287.7 | 1.593 | 0.85324 | 43.87% | 4653.4 | 265.529 | 1977.7509 | 1.945 | 63419.85 | 5716.78
HPSH_9.5HSPF2_17SEER2 | New HPSH 9.5 HSPF2, 17 SEER2 |  | High Efficiency HPSH | SCG | SCE | CZ06 | Pre1978 | Std | Mixed-fuel | Mixed-fuel | -221.4 | 57.527 | 3951.0299 | 6429.7645 | -1717.8145 | 24.7996 | -108.4471 | N/A | 1346.1997 | 3222.5842 | 0.20937 | 0.5012 | -1655.3633 | 24.9652 | 0 | 0.0038828 | N/A | N/A | N/A | N/A | 159.3185 | -36.4328 | N/A | 4711.95 | 0.73283 | 0.26885 | 13.94% | 4207.28 | 265.899 | 1775.4469 | 1.9286 | 60356.25 | 4428.68
MSHP | Ducted MSHP 9.5 HSPF2, 16.5 SEER2 |  | High Eff MSHP | SCG | SCE | CZ06 | Pre1978 | Std | Mixed-fuel | Mixed-fuel | -271.04 | 57.527 | 1441.5303 | 2951.3745 | 1477.5255 | 1.8257 | -129.288 | N/A | 828.6826 | 2671.264 | 0.28078 | 0.90509 | -2124.8311 | -475.1672 | 0 | 0 | N/A | N/A | N/A | N/A | 789.5643 | -11.1498 | N/A | 4428.9 | 1.5006 | 0.26742 | 13.87% | 4207.28 | 265.899 | 1775.4469 | 1.9286 | 60356.25 | 4478.32
PV_3kW | 3kW PV |  | 3kW PV | SCG | SCE | CZ06 | Pre1978 | Std | Mixed-fuel | Mixed-fuel | 4653.3993 | 0 | 9608.1502 | 11574.2633 | -835.0133 | 824.6568 | N/A | 602.5836 | 18576.5138 | 19789.8933 | 1.605 | 1.7098 | N/A | N/A | N/A | N/A | 13574.0153 | 14460.642 | 1.1728 | 1.2494 | 11.6511 | N/A | 15.9449 | 10739.25 | 0.92786 | 0.13181 | 6.599% | 4653.4 | 274.469 | 1994.8567 | 1.9973 | 64485.45 | 0.00069232
AE | All Electric |  | All Electric | SCG | SCE | CZ06 | Pre1978 | Std | All Electric | Mixed-fuel | -2019.55 | 274.469 | 6302.3436 | 9121.6976 | 9826.0024 | -302.7571 | -290.6136 | N/A | -3143.396 | 5000.4885 | 0 | 0.5482 | -2869.8459 | 5291.9064 | 0 | 0.58014 | N/A | N/A | N/A | N/A | -20.8165 | -21.6863 | N/A | 18947.7 | 2.0772 | 1.3658 | 68.38% | 4653.4 | 274.469 | 1994.8567 | 1.9973 | 64485.45 | 6672.95
VCHP_base | Base VCHP |  | Base VCHP | SCG | SCE | CZ06 | Pre1978 | Std | Mixed-fuel | Mixed-fuel | -310.88 | 49.25 | 8825.7784 | 14273.6008 | -10777.1008 | -28.524 | -173.2143 | N/A | 28.6179 | 1554.619 | 0.002005 | 0.10892 | -3230.7271 | -1917.6197 | 0 | 0 | N/A | N/A | N/A | N/A | -309.4157 | -50.9529 | N/A | 3496.5 | 0.24496 | 0.2174 | 11.66% | 3999.96 | 257.622 | 1674.8638 | 1.8639 | 58358.25 | 4310.84
VCHP_Fujitsu48 | Fujitsu 48 VCHP |  | Fujitsu 48 VCHP | SCG | SCE | CZ06 | Pre1978 | Std | Mixed-fuel | Mixed-fuel | 73.69 | 49.25 | 12409.8442 | 20158.142 | -13797.842 | 119.2824 | -44.8764 | N/A | 3358.1587 | 5101.6385 | 0.16659 | 0.25308 | -339.7419 | 1162.1986 | 0 | 0.057654 | N/A | N/A | N/A | N/A | 104.0375 | -276.5338 | N/A | 6360.3 | 0.31552 | 0.26843 | 14.4% | 3999.96 | 257.622 | 1674.8638 | 1.8639 | 58358.25 | 3926.27
HPWH_PV | HPWH + 3kW PV |  | 240V Fed. Min. HPWH + 3kW PV | SCG | SCE | CZ06 | Pre1978 | Std | Mixed-fuel | Mixed-fuel | 4023.251 | 156.894 | 13940.1604 | 18127.9956 | 6980.2044 | 886.207 | N/A | 662.5756 | 22010.8168 | 28098.8484 | 1.2142 | 1.55 | N/A | N/A | N/A | N/A | 16973.2159 | 22732.2018 | 0.9363 | 1.254 | 15.7301 | N/A | 21.0393 | 25108.2 | 1.3851 | 0.97314 | 50.03% | 4653.4 | 265.529 | 1977.7509 | 1.945 | 63419.85 | 630.149
HPSH_PV | HPSH + 3kW PV |  | HPSH + 3kW PV | SCG | SCE | CZ06 | Pre1978 | Std | Mixed-fuel | Mixed-fuel | 4207.2795 | 57.527 | 10628.4836 | 13192.2286 | 593.9714 | 756.1614 | N/A | 580.6677 | 17821.1183 | 20773.6104 | 1.3509 | 1.5747 | N/A | N/A | N/A | N/A | 13867.8849 | 16562.16 | 1.0512 | 1.2554 | 14.0558 | N/A | 18.3039 | 13786.2 | 1.045 | 0.37575 | 19.48% | 4207.28 | 265.899 | 1775.4469 | 1.9286 | 60356.25 | 0.00047136
HPSH_RCV_300CFM | New HPSH |  | Heat Pump Space Heater | SDGE | SDGE | CZ07 | Pre1978 | Std | Mixed-fuel | Mixed-fuel | -317.23 | 47.378 | 1020.3334 | 1617.9653 | 1778.6347 | -94.7008 | 0.40619 | N/A | -1554.0961 | 886.7174 | 0 | 0.54804 | 747.9134 | 3169.0706 | 0.46226 | 1.9587 | N/A | N/A | N/A | N/A | -10.7743 | 2511.9682 | N/A | 3396.6 | 2.0993 | 0.20935 | 11.2% | 4428.17 | 254.191 | 2590.3252 | 1.8685 | 61421.85 | 4745.4
DFHP_RCV_300CFM_35F | DFHP, Existing Furnace 35F |  | Dual Fuel Heat Pump (existing furnace) | SDGE | SDGE | CZ07 | Pre1978 | Std | Mixed-fuel | Mixed-fuel | -298.48 | 47.54 | 2014.2367 | 672.8765 | 2457.3235 | -83.8127 | 7.5174 | N/A | -1286.0403 | 1167.3336 | 0 | 1.7348 | 924.5509 | 3359.0492 | 1.374 | 4.9921 | N/A | N/A | N/A | N/A | -24.0326 | 267.9433 | N/A | 3130.2 | 4.652 | 0.21339 | 11.38% | 4428.17 | 255.405 | 2593.5943 | 1.8756 | 61155.45 | 4726.65
RaisedFloorInsulation_R19 | Raised Floor Insulation: R-19 |  | Raised Floor Insulation: R-19 | SDGE | SDGE | CZ07 | Pre1978 | Std | Mixed-fuel | Mixed-fuel | -486.26 | 21.356 | 3632.776 | 3632.776 | -3765.976 | -249.7834 | N/A | N/A | -5706.209 | -4540.3766 | 0 | 0 | N/A | N/A | N/A | N/A | N/A | N/A | N/A | N/A | -14.5437 | N/A | N/A | -133.2 | 0 | 0.1093 | 5.364% | 5179.06 | 277.212 | 3142.9153 | 2.0377 | 69896.7 | 5665.32
RaisedFloorInsulation_R30 | Raised Floor Insulation: R-30vs0 |  | Raised Floor Insulation: R-30vsR0 | SDGE | SDGE | CZ07 | Pre1978 | Std | Mixed-fuel | Mixed-fuel | -568.32 | 24.187 | 4112.6252 | 4112.6252 | -4345.7252 | -291.8859 | N/A | N/A | -6680.1989 | -5357.7977 | 0 | 0 | N/A | N/A | N/A | N/A | N/A | N/A | N/A | N/A | -14.0898 | N/A | N/A | -233.1 | 0 | 0.12329 | 6.05% | 5179.06 | 277.212 | 3142.9153 | 2.0377 | 69896.7 | 5747.38
WallInsulation_R13 | Wall Insulation: R-13 |  | Wall Insulation: R-13 | SDGE | SDGE | CZ07 | Pre1978 | Std | Mixed-fuel | Mixed-fuel | 33.07 | 14.021 | 2950.4997 | 2950.4997 | -885.8997 | 57.6308 | N/A | N/A | 1619 | 2342.1752 | 0.54872 | 0.79382 | N/A | N/A | N/A | N/A | N/A | N/A | N/A | N/A | 51.1966 | N/A | N/A | 2064.6 | 0.69975 | 0.08454 | 4.368% | 5024.4 | 261.329 | 3007.6906 | 1.9353 | 66633.3 | 4991.33
AtticInsulation_R38_infil | Attic Insulation: R-38 |  | Attic Insulation: R-38 | SDGE | SDGE | CZ07 | Pre1978 | Std | Mixed-fuel | Mixed-fuel | 543.26 | 14.057 | 6762.2571 | 6762.2571 | -1600.7571 | 403.3952 | N/A | N/A | 9989.6083 | 10646.5236 | 1.4773 | 1.5744 | N/A | N/A | N/A | N/A | N/A | N/A | N/A | N/A | 16.7634 | N/A | N/A | 5161.5 | 0.76328 | 0.10427 | 5.388% | 5024.4 | 261.329 | 3007.6906 | 1.9353 | 66633.3 | 4481.14
AtticInsulation_R49_infil | Attic Insulation: R-49 |  | Attic Insulation: R-49 | SDGE | SDGE | CZ07 | Pre1978 | Std | Mixed-fuel | Mixed-fuel | 589.59 | 15.105 | 7446.0183 | 7446.0183 | -1851.6183 | 439.082 | N/A | N/A | 10870.2107 | 11574.9434 | 1.4599 | 1.5545 | N/A | N/A | N/A | N/A | N/A | N/A | N/A | N/A | 16.9581 | N/A | N/A | 5594.4 | 0.75133 | 0.11245 | 5.81% | 5024.4 | 261.329 | 3007.6906 | 1.9353 | 66633.3 | 4434.81
Windows_0.28UFactor0.23SHGC | New Windows: 0.28 U-factor, 0.23 SHGC |  | Window Upgrade: 0.28 vs 0.30 U-factor | SDGE | SDGE | CZ07 | Pre1978 | Std | Mixed-fuel | Mixed-fuel | 697.5 | -3.607 | 11462.7824 | 11462.7824 | -8166.0824 | 439.8121 | N/A | N/A | 10587.7975 | 10307.9635 | 0.92367 | 0.89925 | N/A | N/A | N/A | N/A | N/A | N/A | N/A | N/A | 26.0629 | N/A | N/A | 3296.7 | 0.2876 | -0.00062 | -0.03204% | 5024.4 | 261.329 | 3007.6906 | 1.9353 | 66633.3 | 4326.9
Roof_RB | Roofing: Radiant Barrier |  | Radiant Barrier (at roof replacement) | SDGE | SDGE | CZ07 | Pre1978 | Std | Mixed-fuel | Mixed-fuel | 246.81 | 4.672 | 892.9455 | 892.9455 | 1105.0545 | 172.9519 | N/A | N/A | 4261.091 | 4471.0316 | 4.7719 | 5.0071 | N/A | N/A | N/A | N/A | N/A | N/A | N/A | N/A | 5.163 | N/A | N/A | 1998 | 2.2375 | 0.03499 | 1.808% | 5024.4 | 261.329 | 3007.6906 | 1.9353 | 66633.3 | 4777.59
Roof_0.20Ref | Roofing: Steep Sloped, 0.20 Ref. |  | 0.20 Solar Reflectance Cool Roof (at roof replacement) | SDGE | SDGE | CZ07 | Pre1978 | Std | Mixed-fuel | Mixed-fuel | 221.17 | -4.775 | 892.9455 | 1203.407 | -454.157 | 132.7208 | N/A | N/A | 3136.3966 | 2859.5465 | 2.6063 | 2.3762 | N/A | N/A | N/A | N/A | N/A | N/A | N/A | N/A | 6.728 | N/A | N/A | 749.25 | 0.62261 | -0.02044 | -1.056% | 5024.4 | 261.329 | 3007.6906 | 1.9353 | 66633.3 | 4803.23
Roof_0.25Ref | Roofing: Steep Sloped, 0.25 Ref. |  | 0.25 Solar Reflectance Cool Roof (at roof replacement) | SDGE | SDGE | CZ07 | Pre1978 | Std | Mixed-fuel | Mixed-fuel | 321.96 | -7.31 | 1785.8911 | 2406.8139 | -1391.1639 | 192.6013 | N/A | N/A | 4545.4428 | 4123.9321 | 1.8886 | 1.7134 | N/A | N/A | N/A | N/A | N/A | N/A | N/A | N/A | 9.2725 | N/A | N/A | 1015.65 | 0.42199 | -0.03176 | -1.641% | 5024.4 | 261.329 | 3007.6906 | 1.9353 | 66633.3 | 4702.44
Ducts_R6 | New Ducts: R-6 |  | New Ducts: R-6 | SDGE | SDGE | CZ07 | Pre1978 | Std | Mixed-fuel | Mixed-fuel | 391.76 | 10.318 | 4808.3746 | 4808.3746 | -995.5246 | 282.1092 | N/A | N/A | 6992.9449 | 7474.7948 | 1.4543 | 1.5545 | N/A | N/A | N/A | N/A | N/A | N/A | N/A | N/A | 17.0444 | N/A | N/A | 3812.85 | 0.79296 | 0.07757 | 4.008% | 5024.4 | 261.329 | 3007.6906 | 1.9353 | 66633.3 | 4632.64
Ducts_R8 | New Ducts: R-8 |  | New Ducts: R-8 | SDGE | SDGE | CZ07 | Pre1978 | Std | Mixed-fuel | Mixed-fuel | 406.75 | 10.998 | 6311.1144 | 6311.1144 | -2315.1144 | 293.5239 | N/A | N/A | 7280.0828 | 7795.1767 | 1.1535 | 1.2352 | N/A | N/A | N/A | N/A | N/A | N/A | N/A | N/A | 21.5012 | N/A | N/A | 3996 | 0.63317 | 0.08205 | 4.24% | 5024.4 | 261.329 | 3007.6906 | 1.9353 | 66633.3 | 4617.65
DuctSealing_10% | Duct Sealing: 10% |  | Duct Sealing: 10% | SDGE | SDGE | CZ07 | Pre1978 | Std | Mixed-fuel | Mixed-fuel | 185.06 | 5.924 | 2589.5542 | 2589.5542 | -691.4542 | 135.9505 | N/A | N/A | 3385.1293 | 3667.1267 | 1.3072 | 1.4161 | N/A | N/A | N/A | N/A | N/A | N/A | N/A | N/A | 19.0478 | N/A | N/A | 1898.1 | 0.73298 | 0.04183 | 2.161% | 5024.4 | 261.329 | 3007.6906 | 1.9353 | 66633.3 | 4839.34
HPWH | HPWH |  | 240V Fed. Min. HPWH | SDGE | SDGE | CZ07 | Pre1978 | Std | Mixed-fuel | Mixed-fuel | -995.18 | 155.3352 | 4332.0102 | 6553.7323 | 5600.7677 | -133.5596 | 12.1979 | N/A | -967.8297 | 6489.6725 | 0 | 0.99023 | 2560.1441 | 9987.522 | 0.39064 | 1.5239 | N/A | N/A | N/A | N/A | -32.435 | 355.1445 | N/A | 12154.5 | 1.8546 | 0.82334 | 43.72% | 5024.4 | 252.409 | 2984.5087 | 1.8832 | 65567.7 | 6019.58
HPWH_HighEfficiency | High Efficiency HPWH |  | 240V Market Std. NEEA HPWH | SDGE | SDGE | CZ07 | Pre1978 | Std | Mixed-fuel | Mixed-fuel | -840.36 | 155.4202 | 5192.8306 | 7967.0806 | 5269.6694 | -47.0389 | 76.1347 | N/A | 1127.6139 | 8571.3705 | 0.14153 | 1.0758 | 4108.9566 | 11527.2565 | 0.51574 | 1.4469 | N/A | N/A | N/A | N/A | -110.3944 | 68.2059 | N/A | 13236.75 | 1.6614 | 0.84172 | 44.7% | 5024.4 | 252.409 | 2984.5087 | 1.8832 | 65567.7 | 5864.76
HPWH_HighEfficiency_DR | High Efficiency HPWH with Demand Response |  | 240V Market Std. NEEA HPWH + DR | SDGE | SDGE | CZ07 | Pre1978 | Std | Mixed-fuel | Mixed-fuel | -771.67 | 155.4344 | 5192.8306 | 7967.0806 | 5968.9694 | 5.7733 | 119.9004 | N/A | 2406.1128 | 9839.6491 | 0.30201 | 1.235 | 5168.4923 | 12578.4415 | 0.64873 | 1.5788 | N/A | N/A | N/A | N/A | 899.461 | 43.3095 | N/A | 13936.05 | 1.7492 | 0.85317 | 45.3% | 5024.4 | 252.409 | 2984.5087 | 1.8832 | 65567.7 | 5796.07
HPWH_120V | 120V HPWH |  | 120V Market Std. NEEA HPWH | SDGE | SDGE | CZ07 | Pre1978 | Std | Mixed-fuel | Mixed-fuel | -793.2 | 155.6386 | 2892.8863 | 4272.7328 | 9530.1172 | -3.2891 | 113.3711 | N/A | 2189.7921 | 9635.1392 | 0.5125 | 2.255 | 5013.4848 | 12434.7212 | 1.1734 | 2.9103 | N/A | N/A | N/A | N/A | -879.5288 | 25.517 | N/A | 13802.85 | 3.2305 | 0.84673 | 44.96% | 5024.4 | 252.409 | 2984.5087 | 1.8832 | 65567.7 | 5817.6
HPWH_TankOutside | HPWH in Exterior Closet |  | 240V Fed. Min. HPWH, Exterior Closet | SDGE | SDGE | CZ07 | Pre1978 | Std | Mixed-fuel | Mixed-fuel | -1007.47 | 154.7442 | 4751.0613 | 6972.7834 | 4965.2666 | -144.4736 | 3.3503 | N/A | -1240.7604 | 6190.2467 | 0 | 0.88777 | 2337.2297 | 9737.6854 | 0.33519 | 1.3965 | N/A | N/A | N/A | N/A | -32.8853 | 1418.0959 | N/A | 11938.05 | 1.7121 | 0.81773 | 43.42% | 5024.4 | 252.409 | 2984.5087 | 1.8832 | 65567.7 | 6031.87
HPWH_TankInside_NotDucted | HPWH in interior closet, not ducted |  | 240V Fed. Min. HPWH, Interior Closet, Not Ducted | SDGE | SDGE | CZ07 | Pre1978 | Std | Mixed-fuel | Mixed-fuel | -674.96 | 140.327 | 4412.5691 | 6634.2911 | 5703.3589 | 26.7375 | 132.8627 | N/A | 2690.6459 | 9388.6588 | 0.40557 | 1.4152 | 5259.3429 | 11935.4224 | 0.79275 | 1.7991 | N/A | N/A | N/A | N/A | 165.033 | 33.2115 | N/A | 12337.65 | 1.8597 | 0.75381 | 40.03% | 5024.4 | 252.409 | 2984.5087 | 1.8832 | 65567.7 | 5699.36
HPWH_TankInside_Ducted | HPWH in interior closet, ducted outside |  | 240V Fed. Min. HPWH, Interior Closet, Ducted | SDGE | SDGE | CZ07 | Pre1978 | Std | Mixed-fuel | Mixed-fuel | -1053.11 | 158.8091 | 5491.8272 | 7713.5493 | 4490.9007 | -163.5331 | -11.5765 | N/A | -1641.7859 | 5990.9697 | 0 | 0.77668 | 2036.2335 | 9637.5837 | 0.26398 | 1.2494 | N/A | N/A | N/A | N/A | -33.5824 | -474.3928 | N/A | 12204.45 | 1.5822 | 0.84343 | 44.79% | 5024.4 | 252.409 | 2984.5087 | 1.8832 | 65567.7 | 6077.51
HPSH_9.5HSPF2_17SEER2 | New HPSH 9.5 HSPF2, 17 SEER2 |  | High Efficiency HPSH | SDGE | SDGE | CZ07 | Pre1978 | Std | Mixed-fuel | Mixed-fuel | -122.49 | 47.378 | 3951.0299 | 6429.7645 | -1667.8645 | 24.8 | 92.6263 | N/A | 1338.3503 | 3754.466 | 0.20815 | 0.58392 | 2980.0465 | 5382.1442 | 0.46348 | 0.83707 | N/A | N/A | N/A | N/A | 159.3159 | 42.6556 | N/A | 4761.9 | 0.7406 | 0.2294 | 12.28% | 4428.17 | 254.191 | 2590.3252 | 1.8685 | 61421.85 | 4550.66
MSHP | Ducted MSHP 9.5 HSPF2, 16.5 SEER2 |  | High Eff MSHP | SDGE | SDGE | CZ07 | Pre1978 | Std | Mixed-fuel | Mixed-fuel | -191.1 | 47.378 | 1441.5303 | 2951.3745 | 1377.6255 | -21.1154 | 53.9714 | N/A | 226.9961 | 2652.6013 | 0.076912 | 0.89877 | 2044.4268 | 4454.5135 | 0.6927 | 1.5093 | N/A | N/A | N/A | N/A | -68.2691 | 26.7092 | N/A | 4329 | 1.4668 | 0.22715 | 12.16% | 4428.17 | 254.191 | 2590.3252 | 1.8685 | 61421.85 | 4619.27
PV_3kW | 3kW PV |  | 3kW PV | SDGE | SDGE | CZ07 | Pre1978 | Std | Mixed-fuel | Mixed-fuel | 4768.446 | 0 | 9608.1502 | 11574.2633 | -718.4633 | 1008.9559 | N/A | 850.196 | 24421.1799 | 24212.6548 | 2.11 | 2.0919 | N/A | N/A | N/A | N/A | 20578.4918 | 20402.7783 | 1.778 | 1.7628 | 9.5229 | N/A | 11.3011 | 10855.8 | 0.93793 | 0.14189 | 7.331% | 5024.4 | 261.329 | 3007.6906 | 1.9353 | 66633.3 | 255.954
AE | All Electric |  | All Electric | SDGE | SDGE | CZ07 | Pre1978 | Std | All Electric | Mixed-fuel | -1760.16 | 261.329 | 6302.3436 | 9121.6976 | 10741.7524 | -374.3332 | 13.0554 | N/A | -5532.8666 | 6116.7679 | 0 | 0.67057 | 3843.6435 | 15413.2149 | 0.42137 | 1.6897 | N/A | N/A | N/A | N/A | -16.8362 | 482.7394 | N/A | 19863.45 | 2.1776 | 1.3212 | 68.27% | 5024.4 | 261.329 | 3007.6906 | 1.9353 | 66633.3 | 6784.56
VCHP_base | Base VCHP |  | Base VCHP | SDGE | SDGE | CZ07 | Pre1978 | Std | Mixed-fuel | Mixed-fuel | -243.05 | 40.13 | 8825.7784 | 14273.6008 | -11043.5008 | -74.411 | -25.1247 | N/A | -1178.6754 | 878.4491 | 0 | 0.061544 | 14.2694 | 2061.2077 | 0.0009997 | 0.14441 | N/A | N/A | N/A | N/A | -118.6086 | -351.2789 | N/A | 3230.1 | 0.2263 | 0.18203 | 10.05% | 4176.85 | 246.943 | 2414.244 | 1.8104 | 59107.5 | 4419.9
VCHP_Fujitsu48 | Fujitsu 48 VCHP |  | Fujitsu 48 VCHP | SDGE | SDGE | CZ07 | Pre1978 | Std | Mixed-fuel | Mixed-fuel | 165.87 | 40.13 | 12409.8442 | 20158.142 | -13947.692 | 174.3504 | 167.7894 | N/A | 4842.4471 | 6848.159 | 0.24022 | 0.33972 | 4683.6406 | 6690.7086 | 0.23234 | 0.33191 | N/A | N/A | N/A | N/A | 71.1776 | 73.9608 | N/A | 6210.45 | 0.30809 | 0.22523 | 12.44% | 4176.85 | 246.943 | 2414.244 | 1.8104 | 59107.5 | 4010.98
HPWH_PV | HPWH + 3kW PV |  | 240V Fed. Min. HPWH + 3kW PV | SDGE | SDGE | CZ07 | Pre1978 | Std | Mixed-fuel | Mixed-fuel | 3773.26 | 155.3352 | 13940.1604 | 18127.9956 | 6547.3044 | 1078.0752 | N/A | 941.5507 | 28359.0742 | 35566.1628 | 1.5644 | 1.9619 | N/A | N/A | N/A | N/A | 25054.5788 | 32289.8835 | 1.3821 | 1.7812 | 12.9306 | N/A | 14.8055 | 24675.3 | 1.3612 | 0.96523 | 51.25% | 5024.4 | 252.409 | 2984.5087 | 1.8832 | 65567.7 | 1251.14
HPSH_PV | HPSH + 3kW PV |  | HPSH + 3kW PV | SDGE | SDGE | CZ07 | Pre1978 | Std | Mixed-fuel | Mixed-fuel | 4428.1694 | 47.378 | 10628.4836 | 13192.2286 | 677.2214 | 906.2487 | N/A | 866.5982 | 22673.2957 | 24907.2388 | 1.7187 | 1.888 | N/A | N/A | N/A | N/A | 21713.579 | 23955.7168 | 1.6459 | 1.8159 | 11.728 | N/A | 12.2646 | 13869.45 | 1.0513 | 0.35055 | 18.76% | 4428.17 | 254.191 | 2590.3252 | 1.8685 | 61421.85 | 0.00063623
HPSH_RCV_300CFM | New HPSH |  | Heat Pump Space Heater | SCG | SCE | CZ08 | Pre1978 | Std | Mixed-fuel | Mixed-fuel | -610.1 | 70.531 | 1172.0255 | 2178.8719 | 1095.6281 | -111.8316 | -137.9067 | N/A | -1545.1343 | 565.8444 | 0 | 0.2597 | -2132.5123 | -59.9 | 0 | 0 | N/A | N/A | N/A | N/A | -10.4803 | -8.4987 | N/A | 3274.5 | 1.5028 | 0.28647 | 14.07% | 5765.82 | 274.227 | 2472.3725 | 2.0357 | 70440.6 | 6375.92
DFHP_RCV_300CFM_35F | DFHP, Existing Furnace 35F |  | Dual Fuel Heat Pump (existing furnace) | SCG | SCE | CZ08 | Pre1978 | Std | Mixed-fuel | Mixed-fuel | -535.54 | 68.799 | 1960.2499 | 948.7304 | 1992.7696 | -85.8551 | -123.3804 | N/A | -982.3498 | 1114.5851 | 0 | 1.1748 | -1827.6574 | 214.0637 | 0 | 0.22563 | N/A | N/A | N/A | N/A | -22.8321 | -15.8879 | N/A | 2941.5 | 3.1005 | 0.29127 | 14.23% | 5765.82 | 276.035 | 2475.7307 | 2.0463 | 70046.55 | 6301.36
RaisedFloorInsulation_R19 | Raised Floor Insulation: R-19 |  | Raised Floor Insulation: R-19 | SCG | SCE | CZ08 | Pre1978 | Std | Mixed-fuel | Mixed-fuel | -376.61 | 20.685 | 3632.776 | 3632.776 | -3033.376 | -122.7981 | N/A | N/A | -2460.3678 | -1926.5763 | 0 | 0 | N/A | N/A | N/A | N/A | N/A | N/A | N/A | N/A | -29.5833 | N/A | N/A | 599.4 | 0.165 | 0.11202 | 4.902% | 8031.08 | 302.723 | 3546.6619 | 2.2853 | 87795.45 | 8407.69
RaisedFloorInsulation_R30 | Raised Floor Insulation: R-30vs0 |  | Raised Floor Insulation: R-30vsR0 | SCG | SCE | CZ08 | Pre1978 | Std | Mixed-fuel | Mixed-fuel | -447.25 | 23.832 | 4112.6252 | 4112.6252 | -3513.2252 | -147.2115 | N/A | N/A | -2965.7663 | -2363.8254 | 0 | 0 | N/A | N/A | N/A | N/A | N/A | N/A | N/A | N/A | -27.9368 | N/A | N/A | 599.4 | 0.14575 | 0.12878 | 5.635% | 8031.08 | 302.723 | 3546.6619 | 2.2853 | 87795.45 | 8478.33
WallInsulation_R13 | Wall Insulation: R-13 |  | Wall Insulation: R-13 | SCG | SCE | CZ08 | Pre1978 | Std | Mixed-fuel | Mixed-fuel | 161.62 | 19.82 | 2950.4997 | 2950.4997 | 529.3503 | 111.7802 | N/A | N/A | 2796.8856 | 3612.891 | 0.94794 | 1.2245 | N/A | N/A | N/A | N/A | N/A | N/A | N/A | N/A | 26.3956 | N/A | N/A | 3479.85 | 1.1794 | 0.12407 | 5.73% | 7574.97 | 285.507 | 3312.6277 | 2.1654 | 82817.1 | 7413.35
AtticInsulation_R38_infil | Attic Insulation: R-38 |  | Attic Insulation: R-38 | SCG | SCE | CZ08 | Pre1978 | Std | Mixed-fuel | Mixed-fuel | 801.25 | 17.433 | 6762.2571 | 6762.2571 | -19.0071 | 388.3456 | N/A | N/A | 8992.9107 | 10136.4446 | 1.3299 | 1.499 | N/A | N/A | N/A | N/A | N/A | N/A | N/A | N/A | 17.413 | N/A | N/A | 6743.25 | 0.99719 | 0.12852 | 5.935% | 7574.97 | 285.507 | 3312.6277 | 2.1654 | 82817.1 | 6773.72
AtticInsulation_R49_infil | Attic Insulation: R-49 |  | Attic Insulation: R-49 | SCG | SCE | CZ08 | Pre1978 | Std | Mixed-fuel | Mixed-fuel | 885.94 | 19.077 | 7446.0183 | 7446.0183 | -20.1183 | 430.6796 | N/A | N/A | 9969.6335 | 11229.404 | 1.3389 | 1.5081 | N/A | N/A | N/A | N/A | N/A | N/A | N/A | N/A | 17.289 | N/A | N/A | 7425.9 | 0.9973 | 0.14137 | 6.529% | 7574.97 | 285.507 | 3312.6277 | 2.1654 | 82817.1 | 6689.03
Windows_0.28UFactor0.23SHGC | New Windows: 0.28 U-factor, 0.23 SHGC |  | Window Upgrade: 0.28 vs 0.30 U-factor | SCG | SCE | CZ08 | Pre1978 | Std | Mixed-fuel | Mixed-fuel | 1181.26 | 0.215 | 11462.7824 | 11462.7824 | -5352.2324 | 507.4881 | N/A | N/A | 11435.2561 | 12189.896 | 0.9976 | 1.0634 | N/A | N/A | N/A | N/A | N/A | N/A | N/A | N/A | 22.5873 | N/A | N/A | 6110.55 | 0.53308 | 0.02641 | 1.22% | 7574.97 | 285.507 | 3312.6277 | 2.1654 | 82817.1 | 6393.71
Roof_RB | Roofing: Radiant Barrier |  | Radiant Barrier (at roof replacement) | SCG | SCE | CZ08 | Pre1978 | Std | Mixed-fuel | Mixed-fuel | 479.6 | 5.311 | 892.9455 | 892.9455 | 2287.2045 | 217.0057 | N/A | N/A | 4963.1885 | 5457.3298 | 5.5582 | 6.1116 | N/A | N/A | N/A | N/A | N/A | N/A | N/A | N/A | 4.1148 | N/A | N/A | 3180.15 | 3.5614 | 0.04207 | 1.943% | 7574.97 | 285.507 | 3312.6277 | 2.1654 | 82817.1 | 7095.37
Roof_0.20Ref | Roofing: Steep Sloped, 0.20 Ref. |  | 0.20 Solar Reflectance Cool Roof (at roof replacement) | SCG | SCE | CZ08 | Pre1978 | Std | Mixed-fuel | Mixed-fuel | 389.91 | -5.81 | 892.9455 | 1203.407 | 228.493 | 159.4377 | N/A | N/A | 3509.7212 | 3553.1411 | 2.9165 | 2.9526 | N/A | N/A | N/A | N/A | N/A | N/A | N/A | N/A | 5.6006 | N/A | N/A | 1431.9 | 1.1899 | -0.02274 | -1.05% | 7574.97 | 285.507 | 3312.6277 | 2.1654 | 82817.1 | 7185.06
Roof_0.25Ref | Roofing: Steep Sloped, 0.25 Ref. vs. 0.20 Ref |  | Roofing Upgrade: 0.25 vs. 0.20 Solar Reflectance (at roof replacement) | SCG | SCE | CZ08 | Pre1978 | Std | Mixed-fuel | Mixed-fuel | 592.64 | -8.867 | 1785.8911 | 2406.8139 | -242.3139 | 242.1961 | N/A | N/A | 5330.9123 | 5395.5204 | 2.2149 | 2.2418 | N/A | N/A | N/A | N/A | N/A | N/A | N/A | N/A | 7.3737 | N/A | N/A | 2164.5 | 0.89932 | -0.03516 | -1.624% | 7574.97 | 285.507 | 3312.6277 | 2.1654 | 82817.1 | 6982.33
Ducts_R6 | New Ducts: R-6 |  | New Ducts: R-6 | SCG | SCE | CZ08 | Pre1978 | Std | Mixed-fuel | Mixed-fuel | 1289.22 | 15.739 | 4808.3746 | 4808.3746 | 4548.9254 | 605.0555 | N/A | N/A | 13851.8351 | 15261.0578 | 2.8808 | 3.1738 | N/A | N/A | N/A | N/A | N/A | N/A | N/A | N/A | 7.947 | N/A | N/A | 9357.3 | 1.946 | 0.13833 | 6.388% | 7574.97 | 285.507 | 3312.6277 | 2.1654 | 82817.1 | 6285.75
Ducts_R8 | New Ducts: R-8 |  | New Ducts: R-8 | SCG | SCE | CZ08 | Pre1978 | Std | Mixed-fuel | Mixed-fuel | 1322.13 | 16.684 | 6311.1144 | 6311.1144 | 3345.8856 | 621.189 | N/A | N/A | 14228.6071 | 15692.7438 | 2.2545 | 2.4865 | N/A | N/A | N/A | N/A | N/A | N/A | N/A | N/A | 10.1597 | N/A | N/A | 9657 | 1.5302 | 0.14484 | 6.689% | 7574.97 | 285.507 | 3312.6277 | 2.1654 | 82817.1 | 6252.84
DuctSealing_10% | Duct Sealing: 10% |  | Duct Sealing: 10% | SCG | SCE | CZ08 | Pre1978 | Std | Mixed-fuel | Mixed-fuel | 583.87 | 9.472 | 2589.5542 | 2589.5542 | 1839.3458 | 277.2006 | N/A | N/A | 6378.0166 | 7098.2244 | 2.463 | 2.7411 | N/A | N/A | N/A | N/A | N/A | N/A | N/A | N/A | 9.3418 | N/A | N/A | 4428.9 | 1.7103 | 0.07399 | 3.417% | 7574.97 | 285.507 | 3312.6277 | 2.1654 | 82817.1 | 6991.1
HPWH | HPWH |  | 240V Fed. Min. HPWH | SCG | SCE | CZ08 | Pre1978 | Std | Mixed-fuel | Mixed-fuel | -964.17 | 152.4 | 4332.0102 | 6553.7323 | 5234.4677 | -133.7373 | -70.0099 | N/A | -1037.2265 | 3380.9168 | 0 | 0.51588 | 398.3199 | 4910.2301 | 0.060778 | 0.74923 | N/A | N/A | N/A | N/A | -32.3919 | -61.8771 | N/A | 11788.2 | 1.7987 | 0.80407 | 38.05% | 7574.97 | 276.627 | 3295.6701 | 2.1134 | 81751.5 | 8539.14
HPWH_HighEfficiency | High Efficiency HPWH |  | 240V Market Std. NEEA HPWH | SCG | SCE | CZ08 | Pre1978 | Std | Mixed-fuel | Mixed-fuel | -797.71 | 152.51 | 5192.8306 | 7967.0806 | 5069.8694 | -62.4789 | -13.9333 | N/A | 569.4594 | 5095.9364 | 0.071477 | 0.63962 | 1663.0143 | 6260.9201 | 0.20874 | 0.78585 | N/A | N/A | N/A | N/A | -83.1134 | -372.6926 | N/A | 13036.95 | 1.6364 | 0.82507 | 39.04% | 7574.97 | 276.627 | 3295.6701 | 2.1134 | 81751.5 | 8372.68
HPWH_HighEfficiency_DR | High Efficiency HPWH with Demand Response |  | 240V Market Std. NEEA HPWH + DR | SCG | SCE | CZ08 | Pre1978 | Std | Mixed-fuel | Mixed-fuel | -671.12 | 152.549 | 5192.8306 | 7967.0806 | 6085.5194 | -1.2031 | 43.9806 | N/A | 1950.2994 | 6568.1534 | 0.24479 | 0.82441 | 2968.1242 | 7652.4604 | 0.37255 | 0.96051 | N/A | N/A | N/A | N/A | -4316.1027 | 118.0709 | N/A | 14052.6 | 1.7638 | 0.84342 | 39.91% | 7574.97 | 276.627 | 3295.6701 | 2.1134 | 81751.5 | 8246.09
HPWH_120V | 120V HPWH |  | 120V Market Std. NEEA HPWH | SCG | SCE | CZ08 | Pre1978 | Std | Mixed-fuel | Mixed-fuel | -761.69 | 152.81 | 2892.8863 | 4272.7328 | 9097.2172 | -38.2992 | 18.5325 | N/A | 1118.2065 | 5689.7641 | 0.26171 | 1.3316 | 2398.417 | 7053.5953 | 0.56133 | 1.6508 | N/A | N/A | N/A | N/A | -75.5338 | 156.0984 | N/A | 13369.95 | 3.1291 | 0.83394 | 39.46% | 7574.97 | 276.627 | 3295.6701 | 2.1134 | 81751.5 | 8336.66
HPWH_TankOutside | HPWH in Exterior Closet |  | 240V Fed. Min. HPWH, Exterior Closet | SCG | SCE | CZ08 | Pre1978 | Std | Mixed-fuel | Mixed-fuel | -982.85 | 151.666 | 4751.0613 | 6972.7834 | 4565.6666 | -144.3654 | -80.4548 | N/A | -1286.6033 | 3092.6221 | 0 | 0.44353 | 153.07 | 4626.3318 | 0.021952 | 0.66348 | N/A | N/A | N/A | N/A | -32.91 | -59.0526 | N/A | 11538.45 | 1.6548 | 0.79634 | 37.68% | 7574.97 | 276.627 | 3295.6701 | 2.1134 | 81751.5 | 8557.82
HPWH_TankInside_NotDucted | HPWH in interior closet, not ducted |  | 240V Fed. Min. HPWH, Interior Closet, Not Ducted | SCG | SCE | CZ08 | Pre1978 | Std | Mixed-fuel | Mixed-fuel | -569.7 | 135.085 | 4412.5691 | 6634.2911 | 5553.5089 | 0.63501 | 31.1029 | N/A | 1756.8674 | 5828.7942 | 0.26482 | 0.87859 | 2443.1975 | 6559.954 | 0.36827 | 0.9888 | N/A | N/A | N/A | N/A | 6948.8537 | 141.8701 | N/A | 12187.8 | 1.8371 | 0.72702 | 34.4% | 7574.97 | 276.627 | 3295.6701 | 2.1134 | 81751.5 | 8144.67
HPWH_TankInside_Ducted | HPWH in interior closet, ducted outside |  | 240V Fed. Min. HPWH, Interior Closet, Ducted | SCG | SCE | CZ08 | Pre1978 | Std | Mixed-fuel | Mixed-fuel | -1037.07 | 156.551 | 5491.8272 | 7713.5493 | 4224.5007 | -156.9532 | -88.853 | N/A | -1503.925 | 3011.5198 | 0 | 0.39042 | 30.1243 | 4645.77 | 0.0039054 | 0.60229 | N/A | N/A | N/A | N/A | -34.9902 | -61.808 | N/A | 11938.05 | 1.5477 | 0.82878 | 39.22% | 7574.97 | 276.627 | 3295.6701 | 2.1134 | 81751.5 | 8612.04
HPSH_9.5HSPF2_17SEER2 | New HPSH 9.5 HSPF2, 17 SEER2 |  | High Efficiency HPSH | SCG | SCE | CZ08 | Pre1978 | Std | Mixed-fuel | Mixed-fuel | -218.09 | 70.531 | 4148.5785 | 7065.961 | -1144.111 | 58.3099 | 5.109 | N/A | 2287.5335 | 4648.8541 | 0.32374 | 0.65792 | 1089.1114 | 3372.1536 | 0.15413 | 0.47724 | N/A | N/A | N/A | N/A | 71.1471 | 812.0143 | N/A | 5921.85 | 0.83808 | 0.32143 | 15.79% | 5765.82 | 274.227 | 2472.3725 | 2.0357 | 70440.6 | 5983.91
MSHP | Ducted MSHP 9.5 HSPF2, 16.5 SEER2 |  | High Eff MSHP | SCG | SCE | CZ08 | Pre1978 | Std | Mixed-fuel | Mixed-fuel | -282.55 | 70.531 | 1421.1983 | 3229.8412 | 2342.3588 | 29.4309 | -20.6785 | N/A | 1636.9944 | 3955.8232 | 0.50683 | 1.2248 | 508.2119 | 2753.3109 | 0.15735 | 0.85246 | N/A | N/A | N/A | N/A | 48.2894 | -68.7281 | N/A | 5572.2 | 1.7252 | 0.31962 | 15.7% | 5765.82 | 274.227 | 2472.3725 | 2.0357 | 70440.6 | 6048.37
PV_3kW | 3kW PV |  | 3kW PV | SCG | SCE | CZ08 | Pre1978 | Std | Mixed-fuel | Mixed-fuel | 4863.55 | 0 | 9608.1502 | 11574.2633 | 2877.9367 | 1099.2679 | N/A | 903.2597 | 24762.5035 | 26379.9391 | 2.1394 | 2.2792 | N/A | N/A | N/A | N/A | 20347.1511 | 21676.185 | 1.758 | 1.8728 | 8.7405 | N/A | 10.6372 | 14452.2 | 1.2486 | 0.13647 | 6.302% | 7574.97 | 285.507 | 3312.6277 | 2.1654 | 82817.1 | 2711.42
AE | All Electric |  | All Electric | SCG | SCE | CZ08 | Pre1978 | Std | All Electric | Mixed-fuel | -804.87 | 285.507 | 6454.0357 | 9682.6042 | 17257.0958 | 258.9457 | 376.135 | N/A | 9662.1144 | 18988.4944 | 0.99788 | 1.9611 | 12301.9625 | 21800.7719 | 1.2705 | 2.2515 | N/A | N/A | N/A | N/A | 24.9243 | 17.1588 | N/A | 26939.7 | 2.7823 | 1.4408 | 66.54% | 7574.97 | 285.507 | 3312.6277 | 2.1654 | 82817.1 | 8379.84
VCHP_base | Base VCHP |  | Base VCHP | SCG | SCE | CZ08 | Pre1978 | Std | Mixed-fuel | Mixed-fuel | -348.05 | 60.383 | 13336.3685 | 21679.367 | -17416.967 | -24.5381 | -107.0154 | N/A | 278.0965 | 2183.0335 | 0.012828 | 0.1007 | -1579.8167 | 203.7653 | 0 | 0.009399 | N/A | N/A | N/A | N/A | -543.496 | -124.621 | N/A | 4262.4 | 0.19661 | 0.2585 | 13.25% | 5292.6 | 264.079 | 2247.4897 | 1.9506 | 66783.15 | 5640.65
VCHP_Fujitsu48 | Fujitsu 48 VCHP |  | Fujitsu 48 VCHP | SCG | SCE | CZ08 | Pre1978 | Std | Mixed-fuel | Mixed-fuel | 466.78 | 60.383 | 17266.2712 | 28131.7248 | -18075.1248 | 316.0949 | 174.8406 | N/A | 7951.318 | 10357.454 | 0.28265 | 0.36818 | 4769.3728 | 6967.6707 | 0.16954 | 0.24768 | N/A | N/A | N/A | N/A | 54.6237 | 98.7544 | N/A | 10056.6 | 0.35748 | 0.34359 | 17.62% | 5292.6 | 264.079 | 2247.4897 | 1.9506 | 66783.15 | 4825.82
HPWH_PV | HPWH + 3kW PV |  | 240V Fed. Min. HPWH + 3kW PV | SCG | SCE | CZ08 | Pre1978 | Std | Mixed-fuel | Mixed-fuel | 3899.38 | 152.4 | 13940.1604 | 18127.9956 | 9660.8544 | 1095.6642 | N/A | 916.9375 | 26656.7127 | 32883.7668 | 1.4705 | 1.814 | N/A | N/A | N/A | N/A | 22630.6518 | 28594.732 | 1.2484 | 1.5774 | 12.723 | N/A | 15.203 | 27788.85 | 1.5329 | 0.94054 | 44.5% | 7574.97 | 276.627 | 3295.6701 | 2.1134 | 81751.5 | 3675.59
HPSH_PV | HPSH + 3kW PV |  | HPSH + 3kW PV | SCG | SCE | CZ08 | Pre1978 | Std | Mixed-fuel | Mixed-fuel | 4253.45 | 70.531 | 10780.1756 | 13753.1352 | 3307.5648 | 953.2122 | N/A | 768.2805 | 22446.4253 | 26124.483 | 1.6321 | 1.8995 | N/A | N/A | N/A | N/A | 18280.5858 | 21686.5395 | 1.3292 | 1.5768 | 11.3093 | N/A | 14.0316 | 17060.7 | 1.2405 | 0.42294 | 20.78% | 5765.82 | 274.227 | 2472.3725 | 2.0357 | 70440.6 | 1512.37
HPSH_RCV_300CFM | New HPSH |  | Heat Pump Space Heater | SCG | SCE | CZ09 | Pre1978 | Std | Mixed-fuel | Mixed-fuel | -878.81 | 99.228 | 1172.0255 | 2178.8719 | 2205.6281 | -173.3168 | -219.2645 | N/A | -2522.973 | 448.8403 | 0 | 0.206 | -3558.0064 | -653.7994 | 0 | 0 | N/A | N/A | N/A | N/A | -6.7623 | -5.3453 | N/A | 4384.5 | 2.0123 | 0.39597 | 17.86% | 5692.88 | 304.012 | 2444.6077 | 2.2165 | 74031.45 | 6571.69
DFHP_RCV_300CFM_35F | DFHP, Existing Furnace 35F |  | Dual Fuel Heat Pump (existing furnace) | SCG | SCE | CZ09 | Pre1978 | Std | Mixed-fuel | Mixed-fuel | -737.66 | 94.929 | 1960.2499 | 948.7304 | 3013.9696 | -125.5463 | -192.7621 | N/A | -1504.6447 | 1402.5009 | 0 | 1.4783 | -3018.7725 | -210.5267 | 0 | 0 | N/A | N/A | N/A | N/A | -15.6138 | -10.1693 | N/A | 3962.7 | 4.1768 | 0.40267 | 18.05% | 5692.88 | 306.557 | 2449.3356 | 2.2314 | 73482 | 6430.54
RaisedFloorInsulation_R19 | Raised Floor Insulation: R-19 |  | Raised Floor Insulation: R-19 | SCG | SCE | CZ09 | Pre1978 | Std | Mixed-fuel | Mixed-fuel | -355.77 | 26.119 | 3632.776 | 3632.776 | -2217.526 | -96.0037 | N/A | N/A | -1732.0275 | -867.3436 | 0 | 0 | N/A | N/A | N/A | N/A | N/A | N/A | N/A | N/A | -37.8399 | N/A | N/A | 1415.25 | 0.38958 | 0.1455 | 5.739% | 7913 | 343.404 | 3523.7298 | 2.5352 | 93106.8 | 8268.77
RaisedFloorInsulation_R30 | Raised Floor Insulation: R-30vs0 |  | Raised Floor Insulation: R-30vsR0 | SCG | SCE | CZ09 | Pre1978 | Std | Mixed-fuel | Mixed-fuel | -421.13 | 29.971 | 4112.6252 | 4112.6252 | -2530.8752 | -116.3121 | N/A | N/A | -2131.4964 | -1161.1814 | 0 | 0 | N/A | N/A | N/A | N/A | N/A | N/A | N/A | N/A | -35.3585 | N/A | N/A | 1581.75 | 0.38461 | 0.16655 | 6.57% | 7913 | 343.404 | 3523.7298 | 2.5352 | 93106.8 | 8334.13
WallInsulation_R13 | Wall Insulation: R-13 |  | Wall Insulation: R-13 | SCG | SCE | CZ09 | Pre1978 | Std | Mixed-fuel | Mixed-fuel | 194.86 | 23.433 | 2950.4997 | 2950.4997 | 1228.6503 | 133.4956 | N/A | N/A | 3348.5363 | 4342.4627 | 1.1349 | 1.4718 | N/A | N/A | N/A | N/A | N/A | N/A | N/A | N/A | 22.1019 | N/A | N/A | 4179.15 | 1.4164 | 0.14724 | 6.202% | 7413.7 | 319.833 | 3255.48 | 2.3742 | 86929.65 | 7218.84
AtticInsulation_R38_infil | Attic Insulation: R-38 |  | Attic Insulation: R-38 | SCG | SCE | CZ09 | Pre1978 | Std | Mixed-fuel | Mixed-fuel | 745.54 | 20.7 | 6762.2571 | 6762.2571 | 147.4929 | 366.887 | N/A | N/A | 8566.8528 | 9812.7406 | 1.2669 | 1.4511 | N/A | N/A | N/A | N/A | N/A | N/A | N/A | N/A | 18.4314 | N/A | N/A | 6909.75 | 1.0218 | 0.14749 | 6.212% | 7413.7 | 319.833 | 3255.48 | 2.3742 | 86929.65 | 6668.16
AtticInsulation_R49_infil | Attic Insulation: R-49 |  | Attic Insulation: R-49 | SCG | SCE | CZ09 | Pre1978 | Std | Mixed-fuel | Mixed-fuel | 831.23 | 22.636 | 7446.0183 | 7446.0183 | 196.3317 | 409.6354 | N/A | N/A | 9556.9885 | 10929.2518 | 1.2835 | 1.4678 | N/A | N/A | N/A | N/A | N/A | N/A | N/A | N/A | 18.1772 | N/A | N/A | 7642.35 | 1.0264 | 0.16198 | 6.823% | 7413.7 | 319.833 | 3255.48 | 2.3742 | 86929.65 | 6582.47
Windows_0.28UFactor0.23SHGC | New Windows: 0.28 U-factor, 0.23 SHGC |  | Window Upgrade: 0.28 vs 0.30 U-factor | SCG | SCE | CZ09 | Pre1978 | Std | Mixed-fuel | Mixed-fuel | 1215.6 | 4.128 | 11462.7824 | 11462.7824 | -4469.7824 | 531.8973 | N/A | N/A | 12048.328 | 12986.5845 | 1.0511 | 1.1329 | N/A | N/A | N/A | N/A | N/A | N/A | N/A | N/A | 21.5507 | N/A | N/A | 6993 | 0.61006 | 0.05482 | 2.309% | 7413.7 | 319.833 | 3255.48 | 2.3742 | 86929.65 | 6198.1
Roof_RB | Roofing: Radiant Barrier |  | Radiant Barrier (at roof replacement) | SCG | SCE | CZ09 | Pre1978 | Std | Mixed-fuel | Mixed-fuel | 449.05 | 6.958 | 892.9455 | 892.9455 | 2337.1545 | 206.691 | N/A | N/A | 4763.8124 | 5319.816 | 5.3349 | 5.9576 | N/A | N/A | N/A | N/A | N/A | N/A | N/A | N/A | 4.3202 | N/A | N/A | 3230.1 | 3.6174 | 0.05204 | 2.192% | 7413.7 | 319.833 | 3255.48 | 2.3742 | 86929.65 | 6964.65
Roof_0.20Ref | Roofing: Steep Sloped, 0.20 Ref. |  | 0.20 Solar Reflectance Cool Roof (at roof replacement) | SCG | SCE | CZ09 | Pre1978 | Std | Mixed-fuel | Mixed-fuel | 376.11 | -6.181 | 892.9455 | 1203.407 | 95.293 | 150.0655 | N/A | N/A | 3277.4814 | 3257.7778 | 2.7235 | 2.7071 | N/A | N/A | N/A | N/A | N/A | N/A | N/A | N/A | 5.9504 | N/A | N/A | 1298.7 | 1.0792 | -0.02543 | -1.071% | 7413.7 | 319.833 | 3255.48 | 2.3742 | 86929.65 | 7037.59
Roof_0.25Ref | Roofing: Steep Sloped, 0.25 Ref. vs. 0.20 Ref |  | Roofing Upgrade: 0.25 vs. 0.20 Solar Reflectance (at roof replacement) | SCG | SCE | CZ09 | Pre1978 | Std | Mixed-fuel | Mixed-fuel | 548.89 | -9.402 | 1785.8911 | 2406.8139 | -542.0139 | 217.7138 | N/A | N/A | 4747.8507 | 4702.6942 | 1.9727 | 1.9539 | N/A | N/A | N/A | N/A | N/A | N/A | N/A | N/A | 8.2029 | N/A | N/A | 1864.8 | 0.7748 | -0.03896 | -1.641% | 7413.7 | 319.833 | 3255.48 | 2.3742 | 86929.65 | 6864.81
Ducts_R6 | New Ducts: R-6 |  | New Ducts: R-6 | SCG | SCE | CZ09 | Pre1978 | Std | Mixed-fuel | Mixed-fuel | 1257.7 | 21.801 | 4808.3746 | 4808.3746 | 5331.4754 | 600.3847 | N/A | N/A | 13844.4862 | 15475.4766 | 2.8792 | 3.2184 | N/A | N/A | N/A | N/A | N/A | N/A | N/A | N/A | 8.0088 | N/A | N/A | 10139.85 | 2.1088 | 0.17786 | 7.491% | 7413.7 | 319.833 | 3255.48 | 2.3742 | 86929.65 | 6156
Ducts_R8 | New Ducts: R-8 |  | New Ducts: R-8 | SCG | SCE | CZ09 | Pre1978 | Std | Mixed-fuel | Mixed-fuel | 1290.05 | 23.088 | 6311.1144 | 6311.1144 | 4178.3856 | 616.8992 | N/A | N/A | 14234.6684 | 15932.4082 | 2.2555 | 2.5245 | N/A | N/A | N/A | N/A | N/A | N/A | N/A | N/A | 10.2304 | N/A | N/A | 10489.5 | 1.6621 | 0.18645 | 7.853% | 7413.7 | 319.833 | 3255.48 | 2.3742 | 86929.65 | 6123.65
DuctSealing_10% | Duct Sealing: 10% |  | Duct Sealing: 10% | SCG | SCE | CZ09 | Pre1978 | Std | Mixed-fuel | Mixed-fuel | 567.56 | 13.277 | 2589.5542 | 2589.5542 | 2305.5458 | 277.9193 | N/A | N/A | 6460.1382 | 7335.4346 | 2.4947 | 2.8327 | N/A | N/A | N/A | N/A | N/A | N/A | N/A | N/A | 9.3176 | N/A | N/A | 4895.1 | 1.8903 | 0.09783 | 4.121% | 7413.7 | 319.833 | 3255.48 | 2.3742 | 86929.65 | 6846.14
HPWH | HPWH |  | 240V Fed. Min. HPWH | SCG | SCE | CZ09 | Pre1978 | Std | Mixed-fuel | Mixed-fuel | -998.8 | 153.539 | 4332.0102 | 6553.7323 | 5151.2177 | -122.5163 | -149.1464 | N/A | -732.8068 | 3822.5139 | 0 | 0.58326 | -1332.6867 | 3183.4511 | 0 | 0.48575 | N/A | N/A | N/A | N/A | -35.3586 | -29.0454 | N/A | 11704.95 | 1.786 | 0.80548 | 34.69% | 7413.7 | 310.939 | 3237.7751 | 2.3222 | 85864.05 | 8412.5
HPWH_HighEfficiency | High Efficiency HPWH |  | 240V Market Std. NEEA HPWH | SCG | SCE | CZ09 | Pre1978 | Std | Mixed-fuel | Mixed-fuel | -824.33 | 153.654 | 5192.8306 | 7967.0806 | 5019.9194 | -48.5863 | -92.365 | N/A | 934.1162 | 5601.837 | 0.11725 | 0.70312 | -52.0572 | 4551.2487 | 0 | 0.57126 | N/A | N/A | N/A | N/A | -106.8784 | -56.2208 | N/A | 12987 | 1.6301 | 0.82774 | 35.65% | 7413.7 | 310.939 | 3237.7751 | 2.3222 | 85864.05 | 8238.03
HPWH_HighEfficiency_DR | High Efficiency HPWH with Demand Response |  | 240V Market Std. NEEA HPWH + DR | SCG | SCE | CZ09 | Pre1978 | Std | Mixed-fuel | Mixed-fuel | -688.08 | 153.711 | 5192.8306 | 7967.0806 | 6085.5194 | 16.9729 | -31.0678 | N/A | 2411.7019 | 7177.6954 | 0.30271 | 0.90092 | 1329.519 | 6024.8265 | 0.16688 | 0.75622 | N/A | N/A | N/A | N/A | 305.9483 | -167.1449 | N/A | 14052.6 | 1.7638 | 0.84833 | 36.53% | 7413.7 | 310.939 | 3237.7751 | 2.3222 | 85864.05 | 8101.78
HPWH_120V | 120V HPWH |  | 120V Market Std. NEEA HPWH | SCG | SCE | CZ09 | Pre1978 | Std | Mixed-fuel | Mixed-fuel | -776.97 | 153.995 | 2892.8863 | 4272.7328 | 9163.8172 | -19.6397 | -56.3133 | N/A | 1590.7818 | 6311.8468 | 0.37231 | 1.4772 | 764.6588 | 5431.7632 | 0.17896 | 1.2713 | N/A | N/A | N/A | N/A | -147.2981 | -51.3713 | N/A | 13436.55 | 3.1447 | 0.83888 | 36.12% | 7413.7 | 310.939 | 3237.7751 | 2.3222 | 85864.05 | 8190.67
HPWH_TankOutside | HPWH in Exterior Closet |  | 240V Fed. Min. HPWH, Exterior Closet | SCG | SCE | CZ09 | Pre1978 | Std | Mixed-fuel | Mixed-fuel | -1017.89 | 152.741 | 4751.0613 | 6972.7834 | 4465.7666 | -133.073 | -159.09 | N/A | -981.388 | 3533.2216 | 0 | 0.50672 | -1567.4565 | 2908.8723 | 0 | 0.41718 | N/A | N/A | N/A | N/A | -35.7027 | -29.864 | N/A | 11438.55 | 1.6405 | 0.79653 | 34.3% | 7413.7 | 310.939 | 3237.7751 | 2.3222 | 85864.05 | 8431.59
HPWH_TankInside_NotDucted | HPWH in interior closet, not ducted |  | 240V Fed. Min. HPWH, Interior Closet, Not Ducted | SCG | SCE | CZ09 | Pre1978 | Std | Mixed-fuel | Mixed-fuel | -605.14 | 136.037 | 4412.5691 | 6634.2911 | 5453.6089 | 12.0902 | -48.5283 | N/A | 2065.2167 | 6271.5235 | 0.31129 | 0.94532 | 699.7026 | 4816.8169 | 0.10547 | 0.72605 | N/A | N/A | N/A | N/A | 364.9714 | -90.9277 | N/A | 12087.9 | 1.822 | 0.73043 | 31.45% | 7413.7 | 310.939 | 3237.7751 | 2.3222 | 85864.05 | 8018.84
HPWH_TankInside_Ducted | HPWH in interior closet, ducted outside |  | 240V Fed. Min. HPWH, Interior Closet, Ducted | SCG | SCE | CZ09 | Pre1978 | Std | Mixed-fuel | Mixed-fuel | -1069.29 | 157.981 | 5491.8272 | 7713.5493 | 4174.5507 | -145.6876 | -169.7443 | N/A | -1194.9096 | 3466.1703 | 0 | 0.44936 | -1736.8188 | 2888.8648 | 0 | 0.37452 | N/A | N/A | N/A | N/A | -37.6959 | -32.3535 | N/A | 11888.1 | 1.5412 | 0.83169 | 35.82% | 7413.7 | 310.939 | 3237.7751 | 2.3222 | 85864.05 | 8482.99
HPSH_9.5HSPF2_17SEER2 | New HPSH 9.5 HSPF2, 17 SEER2 |  | High Efficiency HPSH | SCG | SCE | CZ09 | Pre1978 | Std | Mixed-fuel | Mixed-fuel | -478.15 | 99.228 | 4148.5785 | 7065.961 | 149.039 | 0.063489 | -76.6118 | N/A | 1382.6536 | 4609.5743 | 0.19568 | 0.65236 | -344.5618 | 2769.5408 | 0 | 0.39196 | N/A | N/A | N/A | N/A | 65343.2941 | -54.1506 | N/A | 7215 | 1.0211 | 0.43926 | 19.82% | 5692.88 | 304.012 | 2444.6077 | 2.2165 | 74031.45 | 6171.03
MSHP | Ducted MSHP 9.5 HSPF2, 16.5 SEER2 |  | High Eff MSHP | SCG | SCE | CZ09 | Pre1978 | Std | Mixed-fuel | Mixed-fuel | -533.65 | 99.228 | 1421.1983 | 3229.8412 | 3702.1088 | -25.196 | -99.2498 | N/A | 813.6488 | 4003.4033 | 0.25192 | 1.2395 | -854.5132 | 2226.2804 | 0 | 0.68928 | N/A | N/A | N/A | N/A | -56.4057 | -14.3194 | N/A | 6931.95 | 2.1462 | 0.43744 | 19.74% | 5692.88 | 304.012 | 2444.6077 | 2.2165 | 74031.45 | 6226.53
PV_3kW | 3kW PV |  | 3kW PV | SCG | SCE | CZ09 | Pre1978 | Std | Mixed-fuel | Mixed-fuel | 5054.62 | 0 | 9608.1502 | 11574.2633 | 2494.9867 | 1065.4669 | N/A | 821.8222 | 24001.0898 | 25568.7913 | 2.0737 | 2.2091 | N/A | N/A | N/A | N/A | 18512.6619 | 19721.8707 | 1.5995 | 1.7039 | 9.0178 | N/A | 11.6913 | 14069.25 | 1.2156 | 0.14028 | 5.909% | 7413.7 | 319.833 | 3255.48 | 2.3742 | 86929.65 | 2359.08
AE | All Electric |  | All Electric | SCG | SCE | CZ09 | Pre1978 | Std | All Electric | Mixed-fuel | -1197.51 | 319.833 | 6454.0357 | 9682.6042 | 18805.5458 | 170.5255 | 258.1673 | N/A | 8168.2912 | 18527.9151 | 0.8436 | 1.9135 | 10142.5419 | 20631.1198 | 1.0475 | 2.1307 | N/A | N/A | N/A | N/A | 37.8479 | 24.9994 | N/A | 28488.15 | 2.9422 | 1.5795 | 66.53% | 7413.7 | 319.833 | 3255.48 | 2.3742 | 86929.65 | 8611.21
VCHP_base | Base VCHP |  | Base VCHP | SCG | SCE | CZ09 | Pre1978 | Std | Mixed-fuel | Mixed-fuel | -559.74 | 85.591 | 13336.3685 | 21679.367 | -16001.717 | -61.2689 | -172.4997 | N/A | -191.4851 | 2495.3736 | 0 | 0.1151 | -2697.1097 | -173.9132 | 0 | 0 | N/A | N/A | N/A | N/A | -217.6693 | -77.3124 | N/A | 5677.65 | 0.26189 | 0.36168 | 17.18% | 5209.97 | 290.375 | 2216.0619 | 2.1055 | 69946.65 | 5769.71
VCHP_Fujitsu48 | Fujitsu 48 VCHP |  | Fujitsu 48 VCHP | SCG | SCE | CZ09 | Pre1978 | Std | Mixed-fuel | Mixed-fuel | 358.23 | 85.591 | 17266.2712 | 28131.7248 | -15544.3248 | 306.6968 | 133.0349 | N/A | 8097.4429 | 11325.7173 | 0.28784 | 0.4026 | 4185.4738 | 7158.2264 | 0.14878 | 0.25445 | N/A | N/A | N/A | N/A | 56.2975 | 129.7875 | N/A | 12587.4 | 0.44745 | 0.47808 | 22.71% | 5209.97 | 290.375 | 2216.0619 | 2.1055 | 69946.65 | 4851.74
HPWH_PV | HPWH + 3kW PV |  | 240V Fed. Min. HPWH + 3kW PV | SCG | SCE | CZ09 | Pre1978 | Std | Mixed-fuel | Mixed-fuel | 4055.82 | 153.539 | 13940.1604 | 18127.9956 | 9327.8544 | 1067.8869 | N/A | 838.6639 | 26082.643 | 32389.4934 | 1.4388 | 1.7867 | N/A | N/A | N/A | N/A | 20919.0833 | 26888.6607 | 1.154 | 1.4833 | 13.054 | N/A | 16.6219 | 27455.85 | 1.5146 | 0.94576 | 40.73% | 7413.7 | 310.939 | 3237.7751 | 2.3222 | 85864.05 | 3357.88
HPSH_PV | HPSH + 3kW PV |  | HPSH + 3kW PV | SCG | SCE | CZ09 | Pre1978 | Std | Mixed-fuel | Mixed-fuel | 4175.81 | 99.228 | 10780.1756 | 13753.1352 | 4134.5148 | 874.885 | N/A | 685.8861 | 21089.1976 | 25603.3091 | 1.5334 | 1.8616 | N/A | N/A | N/A | N/A | 16831.74 | 21067.7632 | 1.2238 | 1.5319 | 12.3218 | N/A | 15.7172 | 17887.65 | 1.3006 | 0.53625 | 24.19% | 5692.88 | 304.012 | 2444.6077 | 2.2165 | 74031.45 | 1517.07
HPSH_RCV_300CFM | New HPSH |  | Heat Pump Space Heater | SCG | SCE | CZ10 | Pre1978 | Std | Mixed-fuel | Mixed-fuel | -903.94 | 98.216 | 1172.0255 | 2178.8719 | 1772.7281 | -144.095 | -216.0849 | N/A | -1891.5331 | 1060.6175 | 0 | 0.48677 | -3513.2031 | -666.9766 | 0 | 0 | N/A | N/A | N/A | N/A | -8.1337 | -5.4239 | N/A | 3951.6 | 1.8136 | 0.39102 | 17.6% | 6443.2 | 301.126 | 2730.8915 | 2.2214 | 77761.05 | 7347.14
DFHP_RCV_300CFM_35F | DFHP, Existing Furnace 35F |  | Dual Fuel Heat Pump (existing furnace) | SCG | SCE | CZ10 | Pre1978 | Std | Mixed-fuel | Mixed-fuel | -735.44 | 90.974 | 1960.2499 | 948.7304 | 2531.1196 | -93.831 | -187.6272 | N/A | -849.0227 | 1967.3984 | 0 | 2.0737 | -2961.909 | -283.4972 | 0 | 0 | N/A | N/A | N/A | N/A | -20.8913 | -10.4476 | N/A | 3479.85 | 3.6679 | 0.38356 | 17.15% | 6443.2 | 303.645 | 2736.1842 | 2.2361 | 77206.05 | 7178.64
RaisedFloorInsulation_R19 | Raised Floor Insulation: R-19 |  | Raised Floor Insulation: R-19 | SCG | SCE | CZ10 | Pre1978 | Std | Mixed-fuel | Mixed-fuel | -202.66 | 29.465 | 3632.776 | 3632.776 | -885.526 | -24.3665 | N/A | N/A | -76.4999 | 991.2493 | 0 | 0.27286 | N/A | N/A | N/A | N/A | N/A | N/A | N/A | N/A | -149.0887 | N/A | N/A | 2747.25 | 0.75624 | 0.17121 | 6.636% | 9521.1 | 343.035 | 4190.8312 | 2.58 | 101798.1 | 9723.76
RaisedFloorInsulation_R30 | Raised Floor Insulation: R-30vs0 |  | Raised Floor Insulation: R-30vsR0 | SCG | SCE | CZ10 | Pre1978 | Std | Mixed-fuel | Mixed-fuel | -235.46 | 33.582 | 4112.6252 | 4112.6252 | -999.0752 | -29.3167 | N/A | N/A | -122.0445 | 1092.5263 | 0 | 0.26565 | N/A | N/A | N/A | N/A | N/A | N/A | N/A | N/A | -140.2828 | N/A | N/A | 3113.55 | 0.75707 | 0.19482 | 7.551% | 9521.1 | 343.035 | 4190.8312 | 2.58 | 101798.1 | 9756.56
WallInsulation_R13 | Wall Insulation: R-13 |  | Wall Insulation: R-13 | SCG | SCE | CZ10 | Pre1978 | Std | Mixed-fuel | Mixed-fuel | 290.46 | 23.934 | 2950.4997 | 2950.4997 | 1794.7503 | 179.978 | N/A | N/A | 4426.3755 | 5560.5587 | 1.5002 | 1.8846 | N/A | N/A | N/A | N/A | N/A | N/A | N/A | N/A | 16.3937 | N/A | N/A | 4745.25 | 1.6083 | 0.1525 | 6.369% | 8732.57 | 316.932 | 3793.3292 | 2.3943 | 93689.55 | 8442.11
AtticInsulation_R38_infil | Attic Insulation: R-38 |  | Attic Insulation: R-38 | SCG | SCE | CZ10 | Pre1978 | Std | Mixed-fuel | Mixed-fuel | 854.67 | 20.329 | 6762.2571 | 6762.2571 | 663.6429 | 416.9714 | N/A | N/A | 9712.9086 | 11074.1586 | 1.4363 | 1.6376 | N/A | N/A | N/A | N/A | N/A | N/A | N/A | N/A | 16.2176 | N/A | N/A | 7425.9 | 1.0981 | 0.14736 | 6.155% | 8732.57 | 316.932 | 3793.3292 | 2.3943 | 93689.55 | 7877.9
AtticInsulation_R49_infil | Attic Insulation: R-49 |  | Attic Insulation: R-49 | SCG | SCE | CZ10 | Pre1978 | Std | Mixed-fuel | Mixed-fuel | 959.25 | 22.266 | 7446.0183 | 7446.0183 | 795.7317 | 467.6447 | N/A | N/A | 10881.1201 | 12379.372 | 1.4613 | 1.6625 | N/A | N/A | N/A | N/A | N/A | N/A | N/A | N/A | 15.9224 | N/A | N/A | 8241.75 | 1.1069 | 0.16205 | 6.768% | 8732.57 | 316.932 | 3793.3292 | 2.3943 | 93689.55 | 7773.32
Windows_0.28UFactor0.23SHGC | New Windows: 0.28 U-factor, 0.23 SHGC |  | Window Upgrade: 0.28 vs 0.30 U-factor | SCG | SCE | CZ10 | Pre1978 | Std | Mixed-fuel | Mixed-fuel | 1521.4 | 4.578 | 11462.7824 | 11462.7824 | -2937.9824 | 660.0352 | N/A | N/A | 14941.4696 | 16083.8254 | 1.3035 | 1.4031 | N/A | N/A | N/A | N/A | N/A | N/A | N/A | N/A | 17.3669 | N/A | N/A | 8524.8 | 0.74369 | 0.06102 | 2.549% | 8732.57 | 316.932 | 3793.3292 | 2.3943 | 93689.55 | 7211.17
Roof_RB | Roofing: Radiant Barrier |  | Radiant Barrier (at roof replacement) | SCG | SCE | CZ10 | Pre1978 | Std | Mixed-fuel | Mixed-fuel | 532.53 | 6.665 | 892.9455 | 892.9455 | 2703.4545 | 240.0915 | N/A | N/A | 5514.6151 | 6116.0499 | 6.1758 | 6.8493 | N/A | N/A | N/A | N/A | N/A | N/A | N/A | N/A | 3.7192 | N/A | N/A | 3596.4 | 4.0276 | 0.05089 | 2.125% | 8732.57 | 316.932 | 3793.3292 | 2.3943 | 93689.55 | 8200.04
Roof_0.20Ref | Roofing: Steep Sloped, 0.20 Ref. |  | 0.20 Solar Reflectance Cool Roof (at roof replacement) | SCG | SCE | CZ10 | Pre1978 | Std | Mixed-fuel | Mixed-fuel | 434.99 | -5.779 | 892.9455 | 1203.407 | 428.293 | 174.9916 | N/A | N/A | 3850.3566 | 3893.917 | 3.1995 | 3.2357 | N/A | N/A | N/A | N/A | N/A | N/A | N/A | N/A | 5.1028 | N/A | N/A | 1631.7 | 1.3559 | -0.02247 | -0.9385% | 8732.57 | 316.932 | 3793.3292 | 2.3943 | 93689.55 | 8297.58
Roof_0.25Ref | Roofing: Steep Sloped, 0.25 Ref. vs. 0.20 Ref |  | Roofing Upgrade: 0.25 vs. 0.20 Solar Reflectance (at roof replacement) | SCG | SCE | CZ10 | Pre1978 | Std | Mixed-fuel | Mixed-fuel | 634.33 | -8.817 | 1785.8911 | 2406.8139 | -25.8639 | 254.3138 | N/A | N/A | 5589.1997 | 5637.3376 | 2.3222 | 2.3422 | N/A | N/A | N/A | N/A | N/A | N/A | N/A | N/A | 7.0224 | N/A | N/A | 2380.95 | 0.98925 | -0.0345 | -1.441% | 8732.57 | 316.932 | 3793.3292 | 2.3943 | 93689.55 | 8098.24
Ducts_R6 | New Ducts: R-6 |  | New Ducts: R-6 | SCG | SCE | CZ10 | Pre1978 | Std | Mixed-fuel | Mixed-fuel | 1673.87 | 21.306 | 4808.3746 | 4808.3746 | 7462.6754 | 783.1048 | N/A | N/A | 17976.3924 | 19913.3474 | 3.7386 | 4.1414 | N/A | N/A | N/A | N/A | N/A | N/A | N/A | N/A | 6.1401 | N/A | N/A | 12271.05 | 2.552 | 0.1851 | 7.731% | 8732.57 | 316.932 | 3793.3292 | 2.3943 | 93689.55 | 7058.7
Ducts_R8 | New Ducts: R-8 |  | New Ducts: R-8 | SCG | SCE | CZ10 | Pre1978 | Std | Mixed-fuel | Mixed-fuel | 1709.38 | 22.515 | 6311.1144 | 6311.1144 | 6326.2356 | 800.5625 | N/A | N/A | 18386.6731 | 20389.085 | 2.9134 | 3.2307 | N/A | N/A | N/A | N/A | N/A | N/A | N/A | N/A | 7.8834 | N/A | N/A | 12637.35 | 2.0024 | 0.19346 | 8.08% | 8732.57 | 316.932 | 3793.3292 | 2.3943 | 93689.55 | 7023.19
DuctSealing_10% | Duct Sealing: 10% |  | Duct Sealing: 10% | SCG | SCE | CZ10 | Pre1978 | Std | Mixed-fuel | Mixed-fuel | 780.32 | 13.287 | 2589.5542 | 2589.5542 | 3437.7458 | 370.5055 | N/A | N/A | 8558.4253 | 9599.5201 | 3.305 | 3.707 | N/A | N/A | N/A | N/A | N/A | N/A | N/A | N/A | 6.9892 | N/A | N/A | 6027.3 | 2.3275 | 0.10281 | 4.294% | 8732.57 | 316.932 | 3793.3292 | 2.3943 | 93689.55 | 7952.25
HPWH | HPWH |  | 240V Fed. Min. HPWH | SCG | SCE | CZ10 | Pre1978 | Std | Mixed-fuel | Mixed-fuel | -995.13 | 151.685 | 4332.0102 | 6553.7323 | 4934.7677 | -124.5694 | -100.6754 | N/A | -789.4013 | 3738.728 | 0 | 0.57047 | -251.1569 | 4312.1294 | 0 | 0.65797 | N/A | N/A | N/A | N/A | -34.7759 | -43.0295 | N/A | 11488.5 | 1.753 | 0.79281 | 33.85% | 8732.57 | 308.062 | 3775.6904 | 2.3424 | 92623.95 | 9727.7
HPWH_HighEfficiency | High Efficiency HPWH |  | 240V Market Std. NEEA HPWH | SCG | SCE | CZ10 | Pre1978 | Std | Mixed-fuel | Mixed-fuel | -807.14 | 151.8 | 5192.8306 | 7967.0806 | 4903.3694 | -44.2407 | -38.0049 | N/A | 1021.6372 | 5671.523 | 0.12823 | 0.71187 | 1162.105 | 5821.1659 | 0.14586 | 0.73065 | N/A | N/A | N/A | N/A | -117.3769 | -136.6356 | N/A | 12870.45 | 1.6155 | 0.81703 | 34.88% | 8732.57 | 308.062 | 3775.6904 | 2.3424 | 92623.95 | 9539.71
HPWH_HighEfficiency_DR | High Efficiency HPWH with Demand Response |  | 240V Market Std. NEEA HPWH + DR | SCG | SCE | CZ10 | Pre1978 | Std | Mixed-fuel | Mixed-fuel | -672.23 | 151.84 | 5192.8306 | 7967.0806 | 5985.6194 | 20.1969 | 21.2076 | N/A | 2473.715 | 7219.6595 | 0.31049 | 0.90619 | 2496.4818 | 7243.9133 | 0.31335 | 0.90923 | N/A | N/A | N/A | N/A | 257.1099 | 244.857 | N/A | 13952.7 | 1.7513 | 0.83754 | 35.76% | 8732.57 | 308.062 | 3775.6904 | 2.3424 | 92623.95 | 9404.8
HPWH_120V | 120V HPWH |  | 120V Market Std. NEEA HPWH | SCG | SCE | CZ10 | Pre1978 | Std | Mixed-fuel | Mixed-fuel | -759.19 | 152.143 | 2892.8863 | 4272.7328 | 9080.5672 | -15.1617 | -2.919 | N/A | 1681.2557 | 6384.6151 | 0.39348 | 1.4943 | 1957.0388 | 6678.4118 | 0.45803 | 1.563 | N/A | N/A | N/A | N/A | -190.8027 | -991.0603 | N/A | 13353.3 | 3.1252 | 0.82949 | 35.41% | 8732.57 | 308.062 | 3775.6904 | 2.3424 | 92623.95 | 9491.76
HPWH_TankOutside | HPWH in Exterior Closet |  | 240V Fed. Min. HPWH, Exterior Closet | SCG | SCE | CZ10 | Pre1978 | Std | Mixed-fuel | Mixed-fuel | -1009.22 | 150.891 | 4751.0613 | 6972.7834 | 4299.2666 | -133.5285 | -110.0901 | N/A | -1001.7862 | 3488.471 | 0 | 0.5003 | -473.8049 | 4050.9389 | 0 | 0.58096 | N/A | N/A | N/A | N/A | -35.5809 | -43.1561 | N/A | 11272.05 | 1.6166 | 0.78472 | 33.5% | 8732.57 | 308.062 | 3775.6904 | 2.3424 | 92623.95 | 9741.79
HPWH_TankInside_NotDucted | HPWH in interior closet, not ducted |  | 240V Fed. Min. HPWH, Interior Closet, Not Ducted | SCG | SCE | CZ10 | Pre1978 | Std | Mixed-fuel | Mixed-fuel | -565.42 | 133.131 | 4412.5691 | 6634.2911 | 5353.7089 | 23.3033 | 9.0011 | N/A | 2297.0783 | 6471.4553 | 0.34624 | 0.97546 | 1974.902 | 6128.2351 | 0.29768 | 0.92372 | N/A | N/A | N/A | N/A | 189.3537 | 490.2243 | N/A | 11988 | 1.807 | 0.71503 | 30.53% | 8732.57 | 308.062 | 3775.6904 | 2.3424 | 92623.95 | 9297.99
HPWH_TankInside_Ducted | HPWH in interior closet, ducted outside |  | 240V Fed. Min. HPWH, Interior Closet, Ducted | SCG | SCE | CZ10 | Pre1978 | Std | Mixed-fuel | Mixed-fuel | -1067.08 | 156.169 | 5491.8272 | 7713.5493 | 3958.1007 | -148.58 | -122.8367 | N/A | -1270.7064 | 3361.2546 | 0 | 0.43576 | -690.8045 | 3979.0345 | 0 | 0.51585 | N/A | N/A | N/A | N/A | -36.9621 | -44.7083 | N/A | 11671.65 | 1.5131 | 0.82028 | 35.02% | 8732.57 | 308.062 | 3775.6904 | 2.3424 | 92623.95 | 9799.65
HPSH_9.5HSPF2_17SEER2 | New HPSH 9.5 HSPF2, 17 SEER2 |  | High Efficiency HPSH | SCG | SCE | CZ10 | Pre1978 | Std | Mixed-fuel | Mixed-fuel | -461.24 | 98.216 | 4148.5785 | 7065.961 | -17.461 | 44.1711 | -57.2738 | N/A | 2349.4168 | 5578.5774 | 0.3325 | 0.7895 | 64.233 | 3144.1302 | 0.0090905 | 0.44497 | N/A | N/A | N/A | N/A | 93.9206 | -72.4342 | N/A | 7048.5 | 0.99753 | 0.43554 | 19.61% | 6443.2 | 301.126 | 2730.8915 | 2.2214 | 77761.05 | 6904.44
MSHP | Ducted MSHP 9.5 HSPF2, 16.5 SEER2 |  | High Eff MSHP | SCG | SCE | CZ10 | Pre1978 | Std | Mixed-fuel | Mixed-fuel | -524.32 | 98.216 | 1421.1983 | 3229.8412 | 3469.0088 | 15.7861 | -82.5902 | N/A | 1710.0071 | 4897.4028 | 0.52944 | 1.5163 | -506.0531 | 2536.5942 | 0 | 0.78536 | N/A | N/A | N/A | N/A | 90.0282 | -17.2078 | N/A | 6698.85 | 2.074 | 0.43366 | 19.52% | 6443.2 | 301.126 | 2730.8915 | 2.2214 | 77761.05 | 6967.52
PV_3kW | 3kW PV |  | 3kW PV | SCG | SCE | CZ10 | Pre1978 | Std | Mixed-fuel | Mixed-fuel | 5024.39 | 0 | 9608.1502 | 11574.2633 | 3310.8367 | 1119.9797 | N/A | 901.773 | 25229.0652 | 26876.9756 | 2.1798 | 2.3221 | N/A | N/A | N/A | N/A | 20313.6619 | 21640.5083 | 1.7551 | 1.8697 | 8.5789 | N/A | 10.6547 | 14885.1 | 1.2861 | 0.1395 | 5.826% | 8732.57 | 316.932 | 3793.3292 | 2.3943 | 93689.55 | 3708.18
AE | All Electric |  | All Electric | SCG | SCE | CZ10 | Pre1978 | Std | All Electric | Mixed-fuel | -646.92 | 316.932 | 6454.0357 | 9682.6042 | 21186.4958 | 471.7689 | 511.5561 | N/A | 14913.282 | 25620.5333 | 1.5402 | 2.646 | 15809.5424 | 26575.3356 | 1.6328 | 2.7446 | N/A | N/A | N/A | N/A | 13.6805 | 12.6165 | N/A | 30869.1 | 3.1881 | 1.5775 | 65.89% | 8732.57 | 316.932 | 3793.3292 | 2.3943 | 93689.55 | 9379.49
VCHP_base | Base VCHP |  | Base VCHP | SCG | SCE | CZ10 | Pre1978 | Std | Mixed-fuel | Mixed-fuel | -534 | 85.651 | 13336.3685 | 21679.367 | -16035.017 | -16.467 | -157.9363 | N/A | 801.7561 | 3517.1945 | 0.036982 | 0.16224 | -2385.033 | 122.2509 | 0 | 0.005639 | N/A | N/A | N/A | N/A | -809.8846 | -84.4414 | N/A | 5644.35 | 0.26036 | 0.3623 | 17.14% | 5836.39 | 288.561 | 2451.6371 | 2.1139 | 73143.45 | 6370.39
VCHP_Fujitsu48 | Fujitsu 48 VCHP |  | Fujitsu 48 VCHP | SCG | SCE | CZ10 | Pre1978 | Std | Mixed-fuel | Mixed-fuel | 458.63 | 85.651 | 17266.2712 | 28131.7248 | -15011.5248 | 359.0462 | 169.6615 | N/A | 9260.7009 | 12528.6601 | 0.32919 | 0.44536 | 4994.5544 | 7983.8576 | 0.17754 | 0.2838 | N/A | N/A | N/A | N/A | 48.0893 | 101.7689 | N/A | 13120.2 | 0.46638 | 0.48281 | 22.84% | 5836.39 | 288.561 | 2451.6371 | 2.1139 | 73143.45 | 5377.76
HPWH_PV | HPWH + 3kW PV |  | 240V Fed. Min. HPWH + 3kW PV | SCG | SCE | CZ10 | Pre1978 | Std | Mixed-fuel | Mixed-fuel | 4029.25 | 151.685 | 13940.1604 | 18127.9956 | 9794.0544 | 1115.2629 | N/A | 912.5374 | 27139.5041 | 33491.8918 | 1.4971 | 1.8475 | N/A | N/A | N/A | N/A | 22572.8381 | 28626.9406 | 1.2452 | 1.5792 | 12.4994 | N/A | 15.2763 | 27922.05 | 1.5403 | 0.93231 | 39.8% | 8732.57 | 308.062 | 3775.6904 | 2.3424 | 92623.95 | 4703.32
HPSH_PV | HPSH + 3kW PV |  | HPSH + 3kW PV | SCG | SCE | CZ10 | Pre1978 | Std | Mixed-fuel | Mixed-fuel | 4120.45 | 98.216 | 10780.1756 | 13753.1352 | 4617.3648 | 941.9502 | N/A | 723.1559 | 22573.1102 | 27123.2408 | 1.6413 | 1.9721 | N/A | N/A | N/A | N/A | 17644.471 | 21872.6729 | 1.2829 | 1.5904 | 11.4445 | N/A | 14.9071 | 18370.5 | 1.3357 | 0.53051 | 23.88% | 6443.2 | 301.126 | 2730.8915 | 2.2214 | 77761.05 | 2322.75
HPSH_RCV_300CFM | New HPSH |  | Heat Pump Space Heater | SDGE | SDGE | CZ10 | Pre1978 | Std | Mixed-fuel | Mixed-fuel | -903.94 | 98.216 | 1172.0255 | 2178.8719 | 1772.7281 | -199.7919 | 109.5868 | N/A | -3280.8528 | 1861.5109 | 0 | 0.85435 | 4207.4746 | 9285.8977 | 1.931 | 4.2618 | N/A | N/A | N/A | N/A | -5.8662 | 10.695 | N/A | 3951.6 | 1.8136 | 0.39102 | 17.6% | 6443.2 | 301.126 | 3916.8814 | 2.2214 | 77761.05 | 7347.14
DFHP_RCV_300CFM_35F | DFHP, Existing Furnace 35F |  | Dual Fuel Heat Pump (existing furnace) | SDGE | SDGE | CZ10 | Pre1978 | Std | Mixed-fuel | Mixed-fuel | -735.44 | 90.974 | 1960.2499 | 948.7304 | 2531.1196 | -131.3605 | 147.4094 | N/A | -1730.7941 | 3048.7708 | 0 | 3.2135 | 5016.6659 | 9738.6163 | 5.2878 | 10.2649 | N/A | N/A | N/A | N/A | -14.9227 | 13.298 | N/A | 3479.85 | 3.6679 | 0.38356 | 17.15% | 6443.2 | 303.645 | 3923.6718 | 2.2361 | 77206.05 | 7178.64
RaisedFloorInsulation_R19 | Raised Floor Insulation: R-19 |  | Raised Floor Insulation: R-19 | SDGE | SDGE | CZ10 | Pre1978 | Std | Mixed-fuel | Mixed-fuel | -202.66 | 29.465 | 3632.776 | 3632.776 | -885.526 | -38.3148 | N/A | N/A | -456.6342 | 1095.5666 | 0 | 0.30158 | N/A | N/A | N/A | N/A | N/A | N/A | N/A | N/A | -94.8139 | N/A | N/A | 2747.25 | 0.75624 | 0.17121 | 6.636% | 9521.1 | 343.035 | 5962.1515 | 2.58 | 101798.1 | 9723.76
RaisedFloorInsulation_R30 | Raised Floor Insulation: R-30vs0 |  | Raised Floor Insulation: R-30vsR0 | SDGE | SDGE | CZ10 | Pre1978 | Std | Mixed-fuel | Mixed-fuel | -235.46 | 33.582 | 4112.6252 | 4112.6252 | -999.0752 | -45.8997 | N/A | N/A | -574.4497 | 1195.0787 | 0 | 0.29059 | N/A | N/A | N/A | N/A | N/A | N/A | N/A | N/A | -89.6003 | N/A | N/A | 3113.55 | 0.75707 | 0.19482 | 7.551% | 9521.1 | 343.035 | 5962.1515 | 2.58 | 101798.1 | 9756.56
WallInsulation_R13 | Wall Insulation: R-13 |  | Wall Insulation: R-13 | SDGE | SDGE | CZ10 | Pre1978 | Std | Mixed-fuel | Mixed-fuel | 290.46 | 23.934 | 2950.4997 | 2950.4997 | 1794.7503 | 250.4806 | N/A | N/A | 6444.0889 | 7643.3318 | 2.1841 | 2.5905 | N/A | N/A | N/A | N/A | N/A | N/A | N/A | N/A | 11.7794 | N/A | N/A | 4745.25 | 1.6083 | 0.1525 | 6.369% | 8732.57 | 316.932 | 5414.8913 | 2.3943 | 93689.55 | 8442.11
AtticInsulation_R38_infil | Attic Insulation: R-38 |  | Attic Insulation: R-38 | SDGE | SDGE | CZ10 | Pre1978 | Std | Mixed-fuel | Mixed-fuel | 854.67 | 20.329 | 6762.2571 | 6762.2571 | 663.6429 | 582.1903 | N/A | N/A | 14416.5707 | 15362.3885 | 2.1319 | 2.2718 | N/A | N/A | N/A | N/A | N/A | N/A | N/A | N/A | 11.6152 | N/A | N/A | 7425.9 | 1.0981 | 0.14736 | 6.155% | 8732.57 | 316.932 | 5414.8913 | 2.3943 | 93689.55 | 7877.9
AtticInsulation_R49_infil | Attic Insulation: R-49 |  | Attic Insulation: R-49 | SDGE | SDGE | CZ10 | Pre1978 | Std | Mixed-fuel | Mixed-fuel | 959.25 | 22.266 | 7446.0183 | 7446.0183 | 795.7317 | 654.6764 | N/A | N/A | 16202.0049 | 17234.3758 | 2.1759 | 2.3146 | N/A | N/A | N/A | N/A | N/A | N/A | N/A | N/A | 11.3736 | N/A | N/A | 8241.75 | 1.1069 | 0.16205 | 6.768% | 8732.57 | 316.932 | 5414.8913 | 2.3943 | 93689.55 | 7773.32
Windows_0.28UFactor0.23SHGC | New Windows: 0.28 U-factor, 0.23 SHGC |  | Window Upgrade: 0.28 vs 0.30 U-factor | SDGE | SDGE | CZ10 | Pre1978 | Std | Mixed-fuel | Mixed-fuel | 1521.4 | 4.578 | 11462.7824 | 11462.7824 | -2937.9824 | 918.0537 | N/A | N/A | 22295.0088 | 22348.2326 | 1.945 | 1.9496 | N/A | N/A | N/A | N/A | N/A | N/A | N/A | N/A | 12.486 | N/A | N/A | 8524.8 | 0.74369 | 0.06102 | 2.549% | 8732.57 | 316.932 | 5414.8913 | 2.3943 | 93689.55 | 7211.17
Roof_RB | Roofing: Radiant Barrier |  | Radiant Barrier (at roof replacement) | SDGE | SDGE | CZ10 | Pre1978 | Std | Mixed-fuel | Mixed-fuel | 532.53 | 6.665 | 892.9455 | 892.9455 | 2703.4545 | 334.6773 | N/A | N/A | 8207.1049 | 8487.1017 | 9.191 | 9.5046 | N/A | N/A | N/A | N/A | N/A | N/A | N/A | N/A | 2.6681 | N/A | N/A | 3596.4 | 4.0276 | 0.05089 | 2.125% | 8732.57 | 316.932 | 5414.8913 | 2.3943 | 93689.55 | 8200.04
Roof_0.20Ref | Roofing: Steep Sloped, 0.20 Ref. |  | 0.20 Solar Reflectance Cool Roof (at roof replacement) | SDGE | SDGE | CZ10 | Pre1978 | Std | Mixed-fuel | Mixed-fuel | 434.99 | -5.779 | 892.9455 | 1203.407 | 428.293 | 245.8393 | N/A | N/A | 5858.9488 | 5508.1528 | 4.8686 | 4.5771 | N/A | N/A | N/A | N/A | N/A | N/A | N/A | N/A | 3.6322 | N/A | N/A | 1631.7 | 1.3559 | -0.02247 | -0.9385% | 8732.57 | 316.932 | 5414.8913 | 2.3943 | 93689.55 | 8297.58
Roof_0.25Ref | Roofing: Steep Sloped, 0.25 Ref. vs. 0.20 Ref |  | Roofing Upgrade: 0.25 vs. 0.20 Solar Reflectance (at roof replacement) | SDGE | SDGE | CZ10 | Pre1978 | Std | Mixed-fuel | Mixed-fuel | 634.33 | -8.817 | 1785.8911 | 2406.8139 | -25.8639 | 357.1726 | N/A | N/A | 8505.3606 | 7972.9685 | 3.5339 | 3.3127 | N/A | N/A | N/A | N/A | N/A | N/A | N/A | N/A | 5.0001 | N/A | N/A | 2380.95 | 0.98925 | -0.0345 | -1.441% | 8732.57 | 316.932 | 5414.8913 | 2.3943 | 93689.55 | 8098.24
Ducts_R6 | New Ducts: R-6 |  | New Ducts: R-6 | SDGE | SDGE | CZ10 | Pre1978 | Std | Mixed-fuel | Mixed-fuel | 1673.87 | 21.306 | 4808.3746 | 4808.3746 | 7462.6754 | 1099.9079 | N/A | N/A | 26963.0187 | 27852.3559 | 5.6075 | 5.7925 | N/A | N/A | N/A | N/A | N/A | N/A | N/A | N/A | 4.3716 | N/A | N/A | 12271.05 | 2.552 | 0.1851 | 7.731% | 8732.57 | 316.932 | 5414.8913 | 2.3943 | 93689.55 | 7058.7
Ducts_R8 | New Ducts: R-8 |  | New Ducts: R-8 | SDGE | SDGE | CZ10 | Pre1978 | Std | Mixed-fuel | Mixed-fuel | 1709.38 | 22.515 | 6311.1144 | 6311.1144 | 6326.2356 | 1124.5514 | N/A | N/A | 27578.8082 | 28526.3974 | 4.3699 | 4.52 | N/A | N/A | N/A | N/A | N/A | N/A | N/A | N/A | 5.6121 | N/A | N/A | 12637.35 | 2.0024 | 0.19346 | 8.08% | 8732.57 | 316.932 | 5414.8913 | 2.3943 | 93689.55 | 7023.19
DuctSealing_10% | Duct Sealing: 10% |  | Duct Sealing: 10% | SDGE | SDGE | CZ10 | Pre1978 | Std | Mixed-fuel | Mixed-fuel | 780.32 | 13.287 | 2589.5542 | 2589.5542 | 3437.7458 | 518.2322 | N/A | N/A | 12755.7998 | 13345.1248 | 4.9259 | 5.1534 | N/A | N/A | N/A | N/A | N/A | N/A | N/A | N/A | 4.9969 | N/A | N/A | 6027.3 | 2.3275 | 0.10281 | 4.294% | 8732.57 | 316.932 | 5414.8913 | 2.3943 | 93689.55 | 7952.25
HPWH | HPWH |  | 240V Fed. Min. HPWH | SDGE | SDGE | CZ10 | Pre1978 | Std | Mixed-fuel | Mixed-fuel | -995.13 | 151.685 | 4332.0102 | 6553.7323 | 4934.7677 | -152.5866 | 394.5157 | N/A | -1444.0065 | 5966.1215 | 0 | 0.91034 | 11798.2805 | 19095.3366 | 1.8002 | 2.9137 | N/A | N/A | N/A | N/A | -28.3905 | 10.9806 | N/A | 11488.5 | 1.753 | 0.79281 | 33.85% | 8732.57 | 308.062 | 5391.8485 | 2.3424 | 92623.95 | 9727.7
HPWH_HighEfficiency | High Efficiency HPWH |  | 240V Market Std. NEEA HPWH | SDGE | SDGE | CZ10 | Pre1978 | Std | Mixed-fuel | Mixed-fuel | -807.14 | 151.8 | 5192.8306 | 7967.0806 | 4903.3694 | -46.9511 | 471.2914 | N/A | 1114.627 | 8508.7876 | 0.1399 | 1.068 | 13658.3777 | 20945.431 | 1.7144 | 2.629 | N/A | N/A | N/A | N/A | -110.6009 | 11.0183 | N/A | 12870.45 | 1.6155 | 0.81703 | 34.88% | 8732.57 | 308.062 | 5391.8485 | 2.3424 | 92623.95 | 9539.71
HPWH_HighEfficiency_DR | High Efficiency HPWH with Demand Response |  | 240V Market Std. NEEA HPWH + DR | SDGE | SDGE | CZ10 | Pre1978 | Std | Mixed-fuel | Mixed-fuel | -672.23 | 151.84 | 5192.8306 | 7967.0806 | 5985.6194 | 36.3318 | 535.4245 | N/A | 3131.0658 | 10510.0665 | 0.393 | 1.3192 | 15211.3079 | 22487.1591 | 1.9093 | 2.8225 | N/A | N/A | N/A | N/A | 142.9278 | 9.6985 | N/A | 13952.7 | 1.7513 | 0.83754 | 35.76% | 8732.57 | 308.062 | 5391.8485 | 2.3424 | 92623.95 | 9404.8
HPWH_120V | 120V HPWH |  | 120V Market Std. NEEA HPWH | SDGE | SDGE | CZ10 | Pre1978 | Std | Mixed-fuel | Mixed-fuel | -759.19 | 152.143 | 2892.8863 | 4272.7328 | 9080.5672 | -9.8176 | 503.2843 | N/A | 2018.778 | 9422.8386 | 0.47248 | 2.2053 | 14438.1047 | 21736.1205 | 3.3791 | 5.0872 | N/A | N/A | N/A | N/A | -294.6639 | 5.748 | N/A | 13353.3 | 3.1252 | 0.82949 | 35.41% | 8732.57 | 308.062 | 5391.8485 | 2.3424 | 92623.95 | 9491.76
HPWH_TankOutside | HPWH in Exterior Closet |  | 240V Fed. Min. HPWH, Exterior Closet | SDGE | SDGE | CZ10 | Pre1978 | Std | Mixed-fuel | Mixed-fuel | -1009.22 | 150.891 | 4751.0613 | 6972.7834 | 4299.2666 | -164.7011 | 385.0624 | N/A | -1749.611 | 5622.4119 | 0 | 0.80634 | 11557.0889 | 18815.4899 | 1.6575 | 2.6984 | N/A | N/A | N/A | N/A | -28.8466 | 12.3384 | N/A | 11272.05 | 1.6166 | 0.78472 | 33.5% | 8732.57 | 308.062 | 5391.8485 | 2.3424 | 92623.95 | 9741.79
HPWH_TankInside_NotDucted | HPWH in interior closet, not ducted |  | 240V Fed. Min. HPWH, Interior Closet, Not Ducted | SDGE | SDGE | CZ10 | Pre1978 | Std | Mixed-fuel | Mixed-fuel | -565.42 | 133.131 | 4412.5691 | 6634.2911 | 5353.7089 | 44.1613 | 532.4993 | N/A | 3025.889 | 9436.5757 | 0.4561 | 1.4224 | 14845.8221 | 21155.5819 | 2.2377 | 3.1888 | N/A | N/A | N/A | N/A | 99.9194 | 8.2865 | N/A | 11988 | 1.807 | 0.71503 | 30.53% | 8732.57 | 308.062 | 5391.8485 | 2.3424 | 92623.95 | 9297.99
HPWH_TankInside_Ducted | HPWH in interior closet, ducted outside |  | 240V Fed. Min. HPWH, Interior Closet, Ducted | SDGE | SDGE | CZ10 | Pre1978 | Std | Mixed-fuel | Mixed-fuel | -1067.08 | 156.169 | 5491.8272 | 7713.5493 | 3958.1007 | -187.3401 | 367.8988 | N/A | -2215.3138 | 5431.2393 | 0 | 0.70412 | 11223.9156 | 18755.7151 | 1.4551 | 2.4315 | N/A | N/A | N/A | N/A | -29.3147 | 14.9275 | N/A | 11671.65 | 1.5131 | 0.82028 | 35.02% | 8732.57 | 308.062 | 5391.8485 | 2.3424 | 92623.95 | 9799.65
HPSH_9.5HSPF2_17SEER2 | New HPSH 9.5 HSPF2, 17 SEER2 |  | High Efficiency HPSH | SDGE | SDGE | CZ10 | Pre1978 | Std | Mixed-fuel | Mixed-fuel | -461.24 | 98.216 | 4148.5785 | 7065.961 | -17.461 | 67.2415 | 317.3245 | N/A | 3182.5313 | 8269.7061 | 0.4504 | 1.1704 | 9235.6438 | 14271.1329 | 1.3071 | 2.0197 | N/A | N/A | N/A | N/A | 61.6967 | 13.0736 | N/A | 7048.5 | 0.99753 | 0.43554 | 19.61% | 6443.2 | 301.126 | 3916.8814 | 2.2214 | 77761.05 | 6904.44
MSHP | Ducted MSHP 9.5 HSPF2, 16.5 SEER2 |  | High Eff MSHP | SDGE | SDGE | CZ10 | Pre1978 | Std | Mixed-fuel | Mixed-fuel | -524.32 | 98.216 | 1421.1983 | 3229.8412 | 3469.0088 | 27.0951 | 284.1318 | N/A | 2210.8112 | 7306.2833 | 0.6845 | 2.2621 | 8432.2339 | 13474.5831 | 2.6107 | 4.1719 | N/A | N/A | N/A | N/A | 52.4523 | 5.0019 | N/A | 6698.85 | 2.074 | 0.43366 | 19.52% | 6443.2 | 301.126 | 3916.8814 | 2.2214 | 77761.05 | 6967.52
PV_3kW | 3kW PV |  | 3kW PV | SDGE | SDGE | CZ10 | Pre1978 | Std | Mixed-fuel | Mixed-fuel | 5024.39 | 0 | 9608.1502 | 11574.2633 | 3310.8367 | 1373.4487 | N/A | 1290.7706 | 33243.5123 | 32959.656 | 2.8722 | 2.8477 | N/A | N/A | N/A | N/A | 31242.3384 | 30975.5695 | 2.6993 | 2.6762 | 6.9956 | N/A | 7.4437 | 14885.1 | 1.2861 | 0.1395 | 5.826% | 8732.57 | 316.932 | 5414.8913 | 2.3943 | 93689.55 | 3708.18
AE | All Electric |  | All Electric | SDGE | SDGE | CZ10 | Pre1978 | Std | All Electric | Mixed-fuel | -646.92 | 316.932 | 6454.0357 | 9682.6042 | 21186.4958 | 629.1648 | 1202.4219 | N/A | 19647.815 | 34014.9255 | 2.0292 | 3.513 | 33523.1639 | 47771.797 | 3.4622 | 4.9338 | N/A | N/A | N/A | N/A | 10.2581 | 5.3675 | N/A | 30869.1 | 3.1881 | 1.5775 | 65.89% | 8732.57 | 316.932 | 5414.8913 | 2.3943 | 93689.55 | 9379.49
VCHP_base | Base VCHP |  | Base VCHP | SDGE | SDGE | CZ10 | Pre1978 | Std | Mixed-fuel | Mixed-fuel | -534 | 85.651 | 13336.3685 | 21679.367 | -16035.017 | -20.6316 | 161.6716 | N/A | 854.9484 | 5302.0044 | 0.039436 | 0.24456 | 5267.4892 | 9676.8679 | 0.24297 | 0.44636 | N/A | N/A | N/A | N/A | -646.4056 | 82.4905 | N/A | 5644.35 | 0.26036 | 0.3623 | 17.14% | 5836.39 | 288.561 | 3522.1213 | 2.1139 | 73143.45 | 6370.39
VCHP_Fujitsu48 | Fujitsu 48 VCHP |  | Fujitsu 48 VCHP | SDGE | SDGE | CZ10 | Pre1978 | Std | Mixed-fuel | Mixed-fuel | 458.63 | 85.651 | 17266.2712 | 28131.7248 | -15011.5248 | 518.6609 | 592.7774 | N/A | 13908.2042 | 18243.8024 | 0.4944 | 0.64851 | 15702.1484 | 20022.4287 | 0.55817 | 0.71174 | N/A | N/A | N/A | N/A | 33.2901 | 29.1278 | N/A | 13120.2 | 0.46638 | 0.48281 | 22.84% | 5836.39 | 288.561 | 3522.1213 | 2.1139 | 73143.45 | 5377.76
HPWH_PV | HPWH + 3kW PV |  | 240V Fed. Min. HPWH + 3kW PV | SDGE | SDGE | CZ10 | Pre1978 | Std | Mixed-fuel | Mixed-fuel | 4029.25 | 151.685 | 13940.1604 | 18127.9956 | 9794.0544 | 1414.8312 | N/A | 1372.8185 | 36494.4135 | 43580.5969 | 2.0132 | 2.404 | N/A | N/A | N/A | N/A | 35477.5213 | 42572.3876 | 1.9571 | 2.3484 | 9.8529 | N/A | 10.1544 | 27922.05 | 1.5403 | 0.93231 | 39.8% | 8732.57 | 308.062 | 5391.8485 | 2.3424 | 92623.95 | 4703.32
HPSH_PV | HPSH + 3kW PV |  | HPSH + 3kW PV | SDGE | SDGE | CZ10 | Pre1978 | Std | Mixed-fuel | Mixed-fuel | 4120.45 | 98.216 | 10780.1756 | 13753.1352 | 4617.3648 | 1146.2406 | N/A | 1187.1254 | 29299.0669 | 34163.2406 | 2.1304 | 2.484 | N/A | N/A | N/A | N/A | 30288.658 | 35144.3818 | 2.2023 | 2.5554 | 9.4048 | N/A | 9.0809 | 18370.5 | 1.3357 | 0.53051 | 23.88% | 6443.2 | 301.126 | 3916.8814 | 2.2214 | 77761.05 | 2322.75
HPSH_RCV_300CFM | New HPSH |  | Heat Pump Space Heater | PGE | PGE | CZ11 | Pre1978 | Std | Mixed-fuel | Mixed-fuel | -3083.18 | 329.569 | 1247.8715 | 2494.1335 | 11780.4665 | -221.2668 | -229.4758 | N/A | 724.6585 | 14651.1497 | 0.29055 | 5.8742 | 537.5063 | 14454.1522 | 0.21551 | 5.7953 | N/A | N/A | N/A | N/A | -5.6397 | -5.4379 | N/A | 14274.6 | 5.7233 | 1.3727 | 37.16% | 7638.02 | 536.266 | 4194.7827 | 3.6938 | 114574.2 | 10721.2
DFHP_RCV_300CFM_35F | DFHP, Existing Furnace 35F |  | Dual Fuel Heat Pump (existing furnace) | PGE | PGE | CZ11 | Pre1978 | Std | Mixed-fuel | Mixed-fuel | -2270.25 | 276.076 | 1933.2565 | 1161.1526 | 10971.1474 | -15.2575 | -95.8932 | N/A | 4595.9915 | 16739.2477 | 3.9581 | 14.4161 | 2757.6277 | 14804.1743 | 2.3749 | 12.7496 | N/A | N/A | N/A | N/A | -126.7087 | -20.1605 | N/A | 12132.3 | 10.4485 | 1.2298 | 32.85% | 7638.02 | 544.717 | 4216.1884 | 3.7433 | 112737.15 | 9908.27
RaisedFloorInsulation_R19 | Raised Floor Insulation: R-19 |  | Raised Floor Insulation: R-19 | PGE | PGE | CZ11 | Pre1978 | Std | Mixed-fuel | Mixed-fuel | -43 | 93.075 | 3632.776 | 3632.776 | 8305.274 | 220.3948 | N/A | N/A | 6747.607 | 11250.3156 | 1.8574 | 3.0969 | N/A | N/A | N/A | N/A | N/A | N/A | N/A | N/A | 16.483 | N/A | N/A | 11938.05 | 3.2862 | 0.55755 | 11.95% | 11567.4 | 671.625 | 6430.8961 | 4.6654 | 158208.3 | 11610.4
RaisedFloorInsulation_R30 | Raised Floor Insulation: R-30vs0 |  | Raised Floor Insulation: R-30vsR0 | PGE | PGE | CZ11 | Pre1978 | Std | Mixed-fuel | Mixed-fuel | -59.1 | 105.746 | 4112.6252 | 4112.6252 | 9423.8248 | 245.599 | N/A | N/A | 7556.8056 | 12666.8029 | 1.8375 | 3.08 | N/A | N/A | N/A | N/A | N/A | N/A | N/A | N/A | 16.7453 | N/A | N/A | 13536.45 | 3.2914 | 0.63318 | 13.57% | 11567.4 | 671.625 | 6430.8961 | 4.6654 | 158208.3 | 11626.5
WallInsulation_R13 | Wall Insulation: R-13 |  | Wall Insulation: R-13 | PGE | PGE | CZ11 | Pre1978 | Std | Mixed-fuel | Mixed-fuel | 488 | 56.107 | 2950.4997 | 2950.4997 | 7272.6003 | 377.8386 | N/A | N/A | 9654.8435 | 12668.1333 | 3.2723 | 4.2936 | N/A | N/A | N/A | N/A | N/A | N/A | N/A | N/A | 7.8089 | N/A | N/A | 10223.1 | 3.4649 | 0.35485 | 8.581% | 10649.5 | 589.629 | 5791.6497 | 4.1354 | 141824.7 | 10161.5
AtticInsulation_R38_infil | Attic Insulation: R-38 |  | Attic Insulation: R-38 | PGE | PGE | CZ11 | Pre1978 | Std | Mixed-fuel | Mixed-fuel | 983.55 | 50.698 | 6762.2571 | 6762.2571 | 5475.4929 | 594.0225 | N/A | N/A | 14485.5825 | 17517.3079 | 2.1421 | 2.5905 | N/A | N/A | N/A | N/A | N/A | N/A | N/A | N/A | 11.3838 | N/A | N/A | 12237.75 | 1.8097 | 0.33756 | 8.163% | 10649.5 | 589.629 | 5791.6497 | 4.1354 | 141824.7 | 9665.95
AtticInsulation_R49_infil | Attic Insulation: R-49 |  | Attic Insulation: R-49 | PGE | PGE | CZ11 | Pre1978 | Std | Mixed-fuel | Mixed-fuel | 1110.14 | 55.223 | 7446.0183 | 7446.0183 | 6057.1317 | 666.5704 | N/A | N/A | 16223.694 | 19549.3983 | 2.1788 | 2.6255 | N/A | N/A | N/A | N/A | N/A | N/A | N/A | N/A | 11.1706 | N/A | N/A | 13503.15 | 1.8135 | 0.36879 | 8.918% | 10649.5 | 589.629 | 5791.6497 | 4.1354 | 141824.7 | 9539.36
Windows_0.28UFactor0.23SHGC | New Windows: 0.28 U-factor, 0.23 SHGC |  | Window Upgrade: 0.28 vs 0.30 U-factor | PGE | PGE | CZ11 | Pre1978 | Std | Mixed-fuel | Mixed-fuel | 1867.53 | 39.474 | 11462.7824 | 11462.7824 | 3572.1676 | 989.7526 | N/A | N/A | 23302.2393 | 26303.4209 | 2.0329 | 2.2947 | N/A | N/A | N/A | N/A | N/A | N/A | N/A | N/A | 11.5815 | N/A | N/A | 15034.95 | 1.3116 | 0.29632 | 7.165% | 10649.5 | 589.629 | 5791.6497 | 4.1354 | 141824.7 | 8781.97
Roof_RB | Roofing: Radiant Barrier |  | Radiant Barrier (at roof replacement) | PGE | PGE | CZ11 | Pre1978 | Std | Mixed-fuel | Mixed-fuel | 618.7 | 17.772 | 892.9455 | 892.9455 | 4601.5545 | 337.7569 | N/A | N/A | 8030.5955 | 9248.1512 | 8.9934 | 10.3569 | N/A | N/A | N/A | N/A | N/A | N/A | N/A | N/A | 2.6438 | N/A | N/A | 5494.5 | 6.1532 | 0.12237 | 2.959% | 10649.5 | 589.629 | 5791.6497 | 4.1354 | 141824.7 | 10030.8
Roof_0.20Ref | Roofing: Steep Sloped, 0.20 Ref. |  | 0.20 Solar Reflectance Cool Roof (at roof replacement) | PGE | PGE | CZ11 | Pre1978 | Std | Mixed-fuel | Mixed-fuel | 470.8 | -8.098 | 892.9455 | 1203.407 | 411.643 | 203.5307 | N/A | N/A | 4491.1063 | 4368.51 | 3.732 | 3.6301 | N/A | N/A | N/A | N/A | N/A | N/A | N/A | N/A | 4.3873 | N/A | N/A | 1615.05 | 1.3421 | -0.03235 | -0.7823% | 10649.5 | 589.629 | 5791.6497 | 4.1354 | 141824.7 | 10178.7
Roof_0.25Ref | Roofing: Steep Sloped, 0.25 Ref. vs. 0.20 Ref |  | Roofing Upgrade: 0.25 vs. 0.20 Solar Reflectance (at roof replacement) | PGE | PGE | CZ11 | Pre1978 | Std | Mixed-fuel | Mixed-fuel | 698.04 | -12.246 | 1785.8911 | 2406.8139 | -25.8639 | 300.912 | N/A | N/A | 6634.8952 | 6441.2801 | 2.7567 | 2.6763 | N/A | N/A | N/A | N/A | N/A | N/A | N/A | N/A | 5.9349 | N/A | N/A | 2380.95 | 0.98925 | -0.04903 | -1.186% | 10649.5 | 589.629 | 5791.6497 | 4.1354 | 141824.7 | 9951.46
Ducts_R6 | New Ducts: R-6 |  | New Ducts: R-6 | PGE | PGE | CZ11 | Pre1978 | Std | Mixed-fuel | Mixed-fuel | 2283.22 | 67.439 | 4808.3746 | 4808.3746 | 17402.7254 | 1267.2266 | N/A | N/A | 30143.797 | 34746.0995 | 6.269 | 7.2262 | N/A | N/A | N/A | N/A | N/A | N/A | N/A | N/A | 3.7944 | N/A | N/A | 22211.1 | 4.6193 | 0.50256 | 12.15% | 10649.5 | 589.629 | 5791.6497 | 4.1354 | 141824.7 | 8366.28
Ducts_R8 | New Ducts: R-8 |  | New Ducts: R-8 | PGE | PGE | CZ11 | Pre1978 | Std | Mixed-fuel | Mixed-fuel | 2334.32 | 70.938 | 6311.1144 | 6311.1144 | 16615.9356 | 1300.5921 | N/A | N/A | 30969.4904 | 35771.7354 | 4.9071 | 5.6681 | N/A | N/A | N/A | N/A | N/A | N/A | N/A | N/A | 4.8525 | N/A | N/A | 22927.05 | 3.6328 | 0.52517 | 12.7% | 10649.5 | 589.629 | 5791.6497 | 4.1354 | 141824.7 | 8315.18
DuctSealing_10% | Duct Sealing: 10% |  | Duct Sealing: 10% | PGE | PGE | CZ11 | Pre1978 | Std | Mixed-fuel | Mixed-fuel | 1056.87 | 44.912 | 2589.5542 | 2589.5542 | 9181.9958 | 621.4579 | N/A | N/A | 15002.7391 | 17800.8902 | 5.7936 | 6.8741 | N/A | N/A | N/A | N/A | N/A | N/A | N/A | N/A | 4.1669 | N/A | N/A | 11771.55 | 4.5458 | 0.30796 | 7.447% | 10649.5 | 589.629 | 5791.6497 | 4.1354 | 141824.7 | 9592.63
HPWH | HPWH |  | 240V Fed. Min. HPWH | PGE | PGE | CZ11 | Pre1978 | Std | Mixed-fuel | Mixed-fuel | -1263.5 | 156.137 | 4332.0102 | 6553.7323 | 3536.1677 | -173.7549 | 6.9733 | N/A | -1302.8133 | 5028.5984 | 0 | 0.76729 | 2817.4978 | 9365.6638 | 0.42991 | 1.4291 | N/A | N/A | N/A | N/A | -24.9317 | 621.2326 | N/A | 10089.9 | 1.5396 | 0.77867 | 19.07% | 10649.5 | 580.711 | 5769.9159 | 4.0832 | 140742.45 | 11913
HPWH_HighEfficiency | High Efficiency HPWH |  | 240V Market Std. NEEA HPWH | PGE | PGE | CZ11 | Pre1978 | Std | Mixed-fuel | Mixed-fuel | -989.5 | 156.354 | 5192.8306 | 7967.0806 | 4037.5694 | -56.556 | 97.1744 | N/A | 1373.1581 | 7855.031 | 0.17235 | 0.98594 | 4877.9627 | 11544.2105 | 0.61226 | 1.449 | N/A | N/A | N/A | N/A | -91.8176 | 53.4383 | N/A | 12004.65 | 1.5068 | 0.81105 | 19.86% | 10649.5 | 580.711 | 5769.9159 | 4.0832 | 140742.45 | 11639
HPWH_HighEfficiency_DR | High Efficiency HPWH with Demand Response |  | 240V Market Std. NEEA HPWH + DR | PGE | PGE | CZ11 | Pre1978 | Std | Mixed-fuel | Mixed-fuel | -811.7 | 156.426 | 5192.8306 | 7967.0806 | 5452.8194 | 21.0021 | 158.6754 | N/A | 3142.6856 | 9720.8437 | 0.39446 | 1.2201 | 6281.416 | 13024.6911 | 0.78842 | 1.6348 | N/A | N/A | N/A | N/A | 247.2529 | 32.7261 | N/A | 13419.9 | 1.6844 | 0.8405 | 20.58% | 10649.5 | 580.711 | 5769.9159 | 4.0832 | 140742.45 | 11461.2
HPWH_120V | 120V HPWH |  | 120V Market Std. NEEA HPWH | PGE | PGE | CZ11 | Pre1978 | Std | Mixed-fuel | Mixed-fuel | -823.9 | 156.936 | 2892.8863 | 4272.7328 | 9280.3672 | 15.3533 | 153.2629 | N/A | 3023.3286 | 9617.9026 | 0.70759 | 2.251 | 6167.4472 | 12927.4216 | 1.4434 | 3.0256 | N/A | N/A | N/A | N/A | 188.4215 | 18.8753 | N/A | 13553.1 | 3.172 | 0.84923 | 20.8% | 10649.5 | 580.711 | 5769.9159 | 4.0832 | 140742.45 | 11473.4
HPWH_TankOutside | HPWH in Exterior Closet |  | 240V Fed. Min. HPWH, Exterior Closet | PGE | PGE | CZ11 | Pre1978 | Std | Mixed-fuel | Mixed-fuel | -1279.3 | 154.63 | 4751.0613 | 6972.7834 | 2750.8166 | -184.0873 | -1.8655 | N/A | -1566.2674 | 4684.1434 | 0 | 0.67178 | 2588.0981 | 9057.0547 | 0.37117 | 1.2989 | N/A | N/A | N/A | N/A | -25.8087 | -2546.8082 | N/A | 9723.6 | 1.3945 | 0.7663 | 18.77% | 10649.5 | 580.711 | 5769.9159 | 4.0832 | 140742.45 | 11928.8
HPWH_TankInside_NotDucted | HPWH in interior closet, not ducted |  | 240V Fed. Min. HPWH, Interior Closet, Not Ducted | PGE | PGE | CZ11 | Pre1978 | Std | Mixed-fuel | Mixed-fuel | -681.8 | 123.581 | 4412.5691 | 6634.2911 | 3455.6089 | -0.41383 | 128.2941 | N/A | 2048.468 | 7110.2934 | 0.30877 | 1.0717 | 4982.8018 | 10198.9916 | 0.75107 | 1.5373 | N/A | N/A | N/A | N/A | -10662.7658 | 34.3942 | N/A | 10089.9 | 1.5209 | 0.64848 | 15.88% | 10649.5 | 580.711 | 5769.9159 | 4.0832 | 140742.45 | 11331.3
HPWH_TankInside_Ducted | HPWH in interior closet, ducted outside |  | 240V Fed. Min. HPWH, Interior Closet, Ducted | PGE | PGE | CZ11 | Pre1978 | Std | Mixed-fuel | Mixed-fuel | -1309.5 | 164.188 | 5491.8272 | 7713.5493 | 3158.9007 | -177.238 | 5.0752 | N/A | -1233.4137 | 5459.8841 | 0 | 0.70783 | 2923.0348 | 9834.988 | 0.37895 | 1.275 | N/A | N/A | N/A | N/A | -30.9856 | 1082.0936 | N/A | 10872.45 | 1.4095 | 0.82899 | 20.3% | 10649.5 | 580.711 | 5769.9159 | 4.0832 | 140742.45 | 11959
HPSH_9.5HSPF2_17SEER2 | New HPSH 9.5 HSPF2, 17 SEER2 |  | High Efficiency HPSH | PGE | PGE | CZ11 | Pre1978 | Std | Mixed-fuel | Mixed-fuel | -2223.11 | 329.569 | 4247.3528 | 7418.8676 | 13349.2324 | 139.5499 | 74.5916 | N/A | 8950.6999 | 23309.9328 | 1.2065 | 3.142 | 7469.7556 | 21751.0814 | 1.0069 | 2.9319 | N/A | N/A | N/A | N/A | 30.4361 | 56.9414 | N/A | 20768.1 | 2.7994 | 1.485 | 40.2% | 7638.02 | 536.266 | 4194.7827 | 3.6938 | 114574.2 | 9861.13
MSHP | Ducted MSHP 9.5 HSPF2, 16.5 SEER2 |  | High Eff MSHP | PGE | PGE | CZ11 | Pre1978 | Std | Mixed-fuel | Mixed-fuel | -2288.79 | 329.569 | 1411.0322 | 3403.8828 | 17014.5672 | 108.3248 | 46.2083 | N/A | 8238.819 | 22560.6024 | 2.4204 | 6.6279 | 6822.6609 | 21069.9455 | 2.0044 | 6.19 | N/A | N/A | N/A | N/A | 13.0259 | 30.5364 | N/A | 20418.45 | 5.9986 | 1.483 | 40.15% | 7638.02 | 536.266 | 4194.7827 | 3.6938 | 114574.2 | 9926.81
PV_3kW | 3kW PV |  | 3kW PV | PGE | PGE | CZ11 | Pre1978 | Std | Mixed-fuel | Mixed-fuel | 4582.44 | 0 | 9608.1502 | 11574.2633 | 2445.0367 | 1222.2171 | N/A | 1069.2217 | 27864.5889 | 29330.4416 | 2.4075 | 2.5341 | N/A | N/A | N/A | N/A | 24376.5392 | 25658.8986 | 2.1061 | 2.2169 | 7.8612 | N/A | 8.9861 | 14019.3 | 1.2112 | 0.10753 | 2.6% | 10649.5 | 589.629 | 5791.6497 | 4.1354 | 141824.7 | 6067.06
AE | All Electric |  | All Electric | PGE | PGE | CZ11 | Pre1978 | Std | All Electric | Mixed-fuel | -2370.9 | 589.629 | 6529.8817 | 9997.8658 | 41051.0342 | 829.1753 | 977.9167 | N/A | 28463.2449 | 52973.2281 | 2.8469 | 5.2985 | 31854.3093 | 56542.6838 | 3.1861 | 5.6555 | N/A | N/A | N/A | N/A | 7.8752 | 6.6773 | N/A | 51048.9 | 5.106 | 2.8102 | 67.95% | 10649.5 | 589.629 | 5791.6497 | 4.1354 | 141824.7 | 13020.4
VCHP_base | Base VCHP |  | Base VCHP | PGE | PGE | CZ11 | Pre1978 | Std | Mixed-fuel | Mixed-fuel | -2179 | 296.007 | 15591.6635 | 25382.2501 | -6334.6501 | 54.6964 | -67.3461 | N/A | 6392.5102 | 19115.7924 | 0.25185 | 0.75312 | 3610.1367 | 16187.0485 | 0.14223 | 0.63773 | N/A | N/A | N/A | N/A | 285.0584 | -231.5154 | N/A | 19047.6 | 0.75043 | 1.3094 | 38.28% | 6654.37 | 502.704 | 3656.5593 | 3.4208 | 106177.05 | 8833.37
VCHP_Fujitsu48 | Fujitsu 48 VCHP |  | Fujitsu 48 VCHP | PGE | PGE | CZ11 | Pre1978 | Std | Mixed-fuel | Mixed-fuel | -92.27 | 296.007 | 19694.4848 | 32118.5162 | 3479.1838 | 822.4161 | 615.7648 | N/A | 23895.2866 | 37539.3249 | 0.74397 | 1.1688 | 19183.9686 | 32580.162 | 0.59729 | 1.0144 | N/A | N/A | N/A | N/A | 23.9471 | 31.9838 | N/A | 35597.7 | 1.1083 | 1.612 | 47.12% | 6654.37 | 502.704 | 3656.5593 | 3.4208 | 106177.05 | 6746.64
HPWH_PV | HPWH + 3kW PV |  | 240V Fed. Min. HPWH + 3kW PV | PGE | PGE | CZ11 | Pre1978 | Std | Mixed-fuel | Mixed-fuel | 3318.99 | 156.137 | 13940.1604 | 18127.9956 | 7413.1044 | 1174.9399 | N/A | 1100.2636 | 29445.2632 | 37394.2173 | 1.6243 | 2.0628 | N/A | N/A | N/A | N/A | 27742.7628 | 35602.1546 | 1.5304 | 1.9639 | 11.8646 | N/A | 12.6698 | 25541.1 | 1.4089 | 0.8862 | 21.7% | 10649.5 | 580.711 | 5769.9159 | 4.0832 | 140742.45 | 7330.51
HPSH_PV | HPSH + 3kW PV |  | HPSH + 3kW PV | PGE | PGE | CZ11 | Pre1978 | Std | Mixed-fuel | Mixed-fuel | 1499.31 | 329.569 | 10856.0217 | 14068.3968 | 14009.0532 | 931.3388 | N/A | 767.9309 | 27002.2172 | 42311.0734 | 1.9194 | 3.0075 | N/A | N/A | N/A | N/A | 23276.7787 | 38389.6534 | 1.6545 | 2.7288 | 11.6564 | N/A | 14.1367 | 28077.45 | 1.9958 | 1.4803 | 40.07% | 7638.02 | 536.266 | 4194.7827 | 3.6938 | 114574.2 | 6138.71
HPSH_RCV_300CFM | New HPSH |  | Heat Pump Space Heater | PGE | PGE | CZ12 | Pre1978 | Std | Mixed-fuel | Mixed-fuel | -3019.13 | 320.741 | 1172.0255 | 2178.8719 | 11640.6281 | -265.8679 | -315.762 | N/A | -515.839 | 12806.9584 | 0 | 5.8778 | -1653.3442 | 11609.6133 | 0 | 5.3283 | N/A | N/A | N/A | N/A | -4.4083 | -3.7117 | N/A | 13819.5 | 6.3425 | 1.3495 | 37.39% | 5814.88 | 534.378 | 3342.9692 | 3.6088 | 103396.5 | 8834.01
DFHP_RCV_300CFM_35F | DFHP, Existing Furnace 35F |  | Dual Fuel Heat Pump (existing furnace) | PGE | PGE | CZ12 | Pre1978 | Std | Mixed-fuel | Mixed-fuel | -2275.23 | 280.27 | 1960.2499 | 948.7304 | 11078.1196 | -55.3755 | -175.5878 | N/A | 3662.5538 | 15711.4175 | 3.8605 | 16.5605 | 921.9061 | 12826.5944 | 0.97173 | 13.5197 | N/A | N/A | N/A | N/A | -35.3993 | -11.1639 | N/A | 12026.85 | 12.6768 | 1.2521 | 34.24% | 5814.88 | 542.602 | 3363.7949 | 3.6569 | 101614.95 | 8090.11
RaisedFloorInsulation_R19 | Raised Floor Insulation: R-19 |  | Raised Floor Insulation: R-19 | PGE | PGE | CZ12 | Pre1978 | Std | Mixed-fuel | Mixed-fuel | -371.88 | 81.334 | 3632.776 | 3632.776 | 4608.974 | 28.5195 | N/A | N/A | 2152.1664 | 5881.124 | 0.59243 | 1.6189 | N/A | N/A | N/A | N/A | N/A | N/A | N/A | N/A | 127.3786 | N/A | N/A | 8241.75 | 2.2687 | 0.47221 | 10.93% | 7988.75 | 637.175 | 4667.5268 | 4.3184 | 132434.1 | 8360.63
RaisedFloorInsulation_R30 | Raised Floor Insulation: R-30vs0 |  | Raised Floor Insulation: R-30vsR0 | PGE | PGE | CZ12 | Pre1978 | Std | Mixed-fuel | Mixed-fuel | -437.83 | 93.1 | 4112.6252 | 4112.6252 | 5244.6748 | 27.0699 | N/A | N/A | 2336.4265 | 6598.214 | 0.56811 | 1.6044 | N/A | N/A | N/A | N/A | N/A | N/A | N/A | N/A | 151.9263 | N/A | N/A | 9357.3 | 2.2753 | 0.54022 | 12.51% | 7988.75 | 637.175 | 4667.5268 | 4.3184 | 132434.1 | 8426.58
WallInsulation_R13 | Wall Insulation: R-13 |  | Wall Insulation: R-13 | PGE | PGE | CZ12 | Pre1978 | Std | Mixed-fuel | Mixed-fuel | 252.47 | 55.524 | 2950.4997 | 2950.4997 | 5774.1003 | 262.1323 | N/A | N/A | 7004.5769 | 9848.7189 | 2.374 | 3.338 | N/A | N/A | N/A | N/A | N/A | N/A | N/A | N/A | 11.2558 | N/A | N/A | 8724.6 | 2.957 | 0.34307 | 8.595% | 7431.3 | 586.279 | 4274.1674 | 3.9915 | 122310.9 | 7178.83
AtticInsulation_R38_infil | Attic Insulation: R-38 |  | Attic Insulation: R-38 | PGE | PGE | CZ12 | Pre1978 | Std | Mixed-fuel | Mixed-fuel | 799.76 | 45.145 | 6762.2571 | 6762.2571 | 3727.2429 | 499.3236 | N/A | N/A | 12223.6568 | 14888.5743 | 1.8076 | 2.2017 | N/A | N/A | N/A | N/A | N/A | N/A | N/A | N/A | 13.5428 | N/A | N/A | 10489.5 | 1.5512 | 0.29823 | 7.472% | 7431.3 | 586.279 | 4274.1674 | 3.9915 | 122310.9 | 6631.54
AtticInsulation_R49_infil | Attic Insulation: R-49 |  | Attic Insulation: R-49 | PGE | PGE | CZ12 | Pre1978 | Std | Mixed-fuel | Mixed-fuel | 887.69 | 49.222 | 7446.0183 | 7446.0183 | 4092.4317 | 552.3958 | N/A | N/A | 13509.4365 | 16424.5127 | 1.8143 | 2.2058 | N/A | N/A | N/A | N/A | N/A | N/A | N/A | N/A | 13.4795 | N/A | N/A | 11538.45 | 1.5496 | 0.32663 | 8.183% | 7431.3 | 586.279 | 4274.1674 | 3.9915 | 122310.9 | 6543.61
Windows_0.28UFactor0.23SHGC | New Windows: 0.28 U-factor, 0.23 SHGC |  | Window Upgrade: 0.28 vs 0.30 U-factor | PGE | PGE | CZ12 | Pre1978 | Std | Mixed-fuel | Mixed-fuel | 1294.08 | 31.498 | 11462.7824 | 11462.7824 | -490.4324 | 707 | N/A | N/A | 16708.5007 | 19007.887 | 1.4576 | 1.6582 | N/A | N/A | N/A | N/A | N/A | N/A | N/A | N/A | 16.2133 | N/A | N/A | 10972.35 | 0.95722 | 0.23483 | 5.883% | 7431.3 | 586.279 | 4274.1674 | 3.9915 | 122310.9 | 6137.22
Roof_RB | Roofing: Radiant Barrier |  | Radiant Barrier (at roof replacement) | PGE | PGE | CZ12 | Pre1978 | Std | Mixed-fuel | Mixed-fuel | 508.94 | 16.89 | 892.9455 | 892.9455 | 3952.2045 | 287.02 | N/A | N/A | 6857.3906 | 7973.5409 | 7.6795 | 8.9295 | N/A | N/A | N/A | N/A | N/A | N/A | N/A | N/A | 3.1111 | N/A | N/A | 4845.15 | 5.426 | 0.11634 | 2.915% | 7431.3 | 586.279 | 4274.1674 | 3.9915 | 122310.9 | 6922.36
Roof_0.20Ref | Roofing: Steep Sloped, 0.20 Ref. |  | 0.20 Solar Reflectance Cool Roof (at roof replacement) | PGE | PGE | CZ12 | Pre1978 | Std | Mixed-fuel | Mixed-fuel | 371.36 | -10.173 | 892.9455 | 1203.407 | -354.257 | 154.096 | N/A | N/A | 3326.2813 | 3051.4303 | 2.7641 | 2.5357 | N/A | N/A | N/A | N/A | N/A | N/A | N/A | N/A | 5.7947 | N/A | N/A | 849.15 | 0.70562 | -0.04683 | -1.173% | 7431.3 | 586.279 | 4274.1674 | 3.9915 | 122310.9 | 7059.94
Roof_0.25Ref | Roofing: Steep Sloped, 0.25 Ref. vs. 0.20 Ref |  | Roofing Upgrade: 0.25 vs. 0.20 Solar Reflectance (at roof replacement) | PGE | PGE | CZ12 | Pre1978 | Std | Mixed-fuel | Mixed-fuel | 553.53 | -15.438 | 1785.8911 | 2406.8139 | -1158.0639 | 229.45 | N/A | N/A | 4947.606 | 4525.4356 | 2.0557 | 1.8803 | N/A | N/A | N/A | N/A | N/A | N/A | N/A | N/A | 7.7834 | N/A | N/A | 1248.75 | 0.51884 | -0.07152 | -1.792% | 7431.3 | 586.279 | 4274.1674 | 3.9915 | 122310.9 | 6877.77
Ducts_R6 | New Ducts: R-6 |  | New Ducts: R-6 | PGE | PGE | CZ12 | Pre1978 | Std | Mixed-fuel | Mixed-fuel | 1314 | 65.52 | 4808.3746 | 4808.3746 | 11608.5254 | 803.515 | N/A | N/A | 19535.7529 | 23492.9479 | 4.0629 | 4.8858 | N/A | N/A | N/A | N/A | N/A | N/A | N/A | N/A | 5.9842 | N/A | N/A | 16416.9 | 3.4142 | 0.45701 | 11.45% | 7431.3 | 586.279 | 4274.1674 | 3.9915 | 122310.9 | 6117.3
Ducts_R8 | New Ducts: R-8 |  | New Ducts: R-8 | PGE | PGE | CZ12 | Pre1978 | Std | Mixed-fuel | Mixed-fuel | 1347.35 | 68.881 | 6311.1144 | 6311.1144 | 10721.8356 | 828.1782 | N/A | N/A | 20160.4762 | 24300.8518 | 3.1944 | 3.8505 | N/A | N/A | N/A | N/A | N/A | N/A | N/A | N/A | 7.6205 | N/A | N/A | 17032.95 | 2.6989 | 0.47833 | 11.98% | 7431.3 | 586.279 | 4274.1674 | 3.9915 | 122310.9 | 6083.95
DuctSealing_10% | Duct Sealing: 10% |  | Duct Sealing: 10% | PGE | PGE | CZ12 | Pre1978 | Std | Mixed-fuel | Mixed-fuel | 588.81 | 43.677 | 2589.5542 | 2589.5542 | 6418.0958 | 397.3413 | N/A | N/A | 9869.9584 | 12342.0476 | 3.8115 | 4.7661 | N/A | N/A | N/A | N/A | N/A | N/A | N/A | N/A | 6.5172 | N/A | N/A | 9007.65 | 3.4785 | 0.2853 | 7.148% | 7431.3 | 586.279 | 4274.1674 | 3.9915 | 122310.9 | 6842.49
HPWH | HPWH |  | 240V Fed. Min. HPWH | PGE | PGE | CZ12 | Pre1978 | Std | Mixed-fuel | Mixed-fuel | -1371.26 | 163.216 | 4332.0102 | 6553.7323 | 3636.0677 | -206.2943 | -181.0006 | N/A | -1937.4893 | 4618.5316 | 0 | 0.70472 | -1360.8331 | 5225.5236 | 0 | 0.79734 | N/A | N/A | N/A | N/A | -20.9992 | -23.9337 | N/A | 10189.8 | 1.5548 | 0.81498 | 20.69% | 7431.3 | 577.266 | 4252.2237 | 3.9388 | 121228.65 | 8802.56
HPWH_HighEfficiency | High Efficiency HPWH |  | 240V Market Std. NEEA HPWH | PGE | PGE | CZ12 | Pre1978 | Std | Mixed-fuel | Mixed-fuel | -1064.41 | 163.459 | 5192.8306 | 7967.0806 | 4387.2194 | -75.4408 | -80.4749 | N/A | 1050.1602 | 7773.94 | 0.13181 | 0.97576 | 935.3903 | 7653.1324 | 0.11741 | 0.96059 | N/A | N/A | N/A | N/A | -68.8332 | -64.5273 | N/A | 12354.3 | 1.5507 | 0.85045 | 21.59% | 7431.3 | 577.266 | 4252.2237 | 3.9388 | 121228.65 | 8495.71
HPWH_HighEfficiency_DR | High Efficiency HPWH with Demand Response |  | 240V Market Std. NEEA HPWH + DR | PGE | PGE | CZ12 | Pre1978 | Std | Mixed-fuel | Mixed-fuel | -922.86 | 163.386 | 5192.8306 | 7967.0806 | 5635.9694 | -14.2175 | -29.4335 | N/A | 2444.6149 | 9238.5317 | 0.30684 | 1.1596 | 2097.7158 | 8873.3836 | 0.2633 | 1.1138 | N/A | N/A | N/A | N/A | -365.2418 | -176.4261 | N/A | 13603.05 | 1.7074 | 0.87421 | 22.19% | 7431.3 | 577.266 | 4252.2237 | 3.9388 | 121228.65 | 8354.16
HPWH_120V | 120V HPWH |  | 120V Market Std. NEEA HPWH | PGE | PGE | CZ12 | Pre1978 | Std | Mixed-fuel | Mixed-fuel | -880.75 | 163.915 | 2892.8863 | 4272.7328 | 9813.1672 | 3.7024 | -16.9829 | N/A | 2862.6765 | 9701.4948 | 0.66999 | 2.2706 | 2391.0842 | 9205.0938 | 0.55961 | 2.1544 | N/A | N/A | N/A | N/A | 781.3538 | -170.3408 | N/A | 14085.9 | 3.2967 | 0.88558 | 22.48% | 7431.3 | 577.266 | 4252.2237 | 3.9388 | 121228.65 | 8312.05
HPWH_TankOutside | HPWH in Exterior Closet |  | 240V Fed. Min. HPWH, Exterior Closet | PGE | PGE | CZ12 | Pre1978 | Std | Mixed-fuel | Mixed-fuel | -1387.37 | 161.476 | 4751.0613 | 6972.7834 | 2834.0666 | -217.2877 | -190.4351 | N/A | -2219.5714 | 4245.9005 | 0 | 0.60892 | -1607.3748 | 4890.3025 | 0 | 0.70134 | N/A | N/A | N/A | N/A | -21.8653 | -24.9485 | N/A | 9806.85 | 1.4064 | 0.80124 | 20.34% | 7431.3 | 577.266 | 4252.2237 | 3.9388 | 121228.65 | 8818.67
HPWH_TankInside_NotDucted | HPWH in interior closet, not ducted |  | 240V Fed. Min. HPWH, Interior Closet, Not Ducted | PGE | PGE | CZ12 | Pre1978 | Std | Mixed-fuel | Mixed-fuel | -783.77 | 128.066 | 4412.5691 | 6634.2911 | 3272.4589 | -33.0099 | -55.557 | N/A | 1369.1161 | 6548.7573 | 0.20637 | 0.98711 | 855.0787 | 6007.6784 | 0.12889 | 0.90555 | N/A | N/A | N/A | N/A | -133.6741 | -79.4242 | N/A | 9906.75 | 1.4933 | 0.66719 | 16.94% | 7431.3 | 577.266 | 4252.2237 | 3.9388 | 121228.65 | 8215.07
HPWH_TankInside_Ducted | HPWH in interior closet, ducted outside |  | 240V Fed. Min. HPWH, Interior Closet, Ducted | PGE | PGE | CZ12 | Pre1978 | Std | Mixed-fuel | Mixed-fuel | -1403.11 | 171.447 | 5491.8272 | 7713.5493 | 3342.0507 | -204.7719 | -180.4632 | N/A | -1757.6823 | 5157.1005 | 0 | 0.66858 | -1203.4812 | 5740.4561 | 0 | 0.7442 | N/A | N/A | N/A | N/A | -26.8192 | -30.4318 | N/A | 11055.6 | 1.4333 | 0.86678 | 22.01% | 7431.3 | 577.266 | 4252.2237 | 3.9388 | 121228.65 | 8834.41
HPSH_9.5HSPF2_17SEER2 | New HPSH 9.5 HSPF2, 17 SEER2 |  | High Efficiency HPSH | PGE | PGE | CZ12 | Pre1978 | Std | Mixed-fuel | Mixed-fuel | -2308.5 | 320.741 | 4148.5785 | 7065.961 | 12281.339 | 27.4178 | -68.6792 | N/A | 6170.6036 | 19845.15 | 0.87329 | 2.8086 | 3979.7473 | 17539.0409 | 0.56323 | 2.4822 | N/A | N/A | N/A | N/A | 151.3097 | -60.4052 | N/A | 19347.3 | 2.7381 | 1.45 | 40.18% | 5814.88 | 534.378 | 3342.9692 | 3.6088 | 103396.5 | 8123.38
MSHP | Ducted MSHP 9.5 HSPF2, 16.5 SEER2 |  | High Eff MSHP | PGE | PGE | CZ12 | Pre1978 | Std | Mixed-fuel | Mixed-fuel | -2337.09 | 320.741 | 1421.1983 | 3229.8412 | 15950.9588 | 13.6091 | -82.3938 | N/A | 5855.7881 | 19513.7732 | 1.813 | 6.0417 | 3667.0757 | 17209.9208 | 1.1354 | 5.3284 | N/A | N/A | N/A | N/A | 104.4298 | -17.2489 | N/A | 19180.8 | 5.9386 | 1.4487 | 40.14% | 5814.88 | 534.378 | 3342.9692 | 3.6088 | 103396.5 | 8151.97
PV_3kW | 3kW PV |  | 3kW PV | PGE | PGE | CZ12 | Pre1978 | Std | Mixed-fuel | Mixed-fuel | 4713.45 | 0 | 9608.1502 | 11574.2633 | -352.1633 | 983.7851 | N/A | 737.3045 | 22428.7221 | 23608.6141 | 1.9378 | 2.0398 | N/A | N/A | N/A | N/A | 16809.358 | 17693.636 | 1.4523 | 1.5287 | 9.7665 | N/A | 13.0315 | 11222.1 | 0.96957 | 0.10739 | 2.69% | 7431.3 | 586.279 | 4274.1674 | 3.9915 | 122310.9 | 2717.85
AE | All Electric |  | All Electric | PGE | PGE | CZ12 | Pre1978 | Std | All Electric | Mixed-fuel | -3814.5 | 586.279 | 6454.0357 | 9682.6042 | 32608.3958 | 83.547 | 200.9954 | N/A | 11314.5465 | 34562.3365 | 1.1685 | 3.5695 | 13992.182 | 37380.8325 | 1.4451 | 3.8606 | N/A | N/A | N/A | N/A | 77.2504 | 32.1104 | N/A | 42291 | 4.3677 | 2.763 | 69.22% | 7431.3 | 586.279 | 4274.1674 | 3.9915 | 122310.9 | 11245.8
VCHP_base | Base VCHP |  | Base VCHP | PGE | PGE | CZ12 | Pre1978 | Std | Mixed-fuel | Mixed-fuel | -2201.44 | 288.49 | 13336.3685 | 21679.367 | -3464.267 | -28.2687 | -168.2942 | N/A | 4301.9762 | 16436.0723 | 0.19844 | 0.75814 | 1109.621 | 13075.7792 | 0.051183 | 0.60314 | N/A | N/A | N/A | N/A | -471.7712 | -79.2444 | N/A | 18215.1 | 0.8402 | 1.2883 | 38.39% | 5131.57 | 502.127 | 2950.0316 | 3.3563 | 96853.05 | 7333.01
VCHP_Fujitsu48 | Fujitsu 48 VCHP |  | Fujitsu 48 VCHP | PGE | PGE | CZ12 | Pre1978 | Std | Mixed-fuel | Mixed-fuel | -310.57 | 288.49 | 17266.2712 | 28131.7248 | 5201.5752 | 681.993 | 456.4127 | N/A | 20494.8042 | 33480.745 | 0.72853 | 1.1901 | 15351.9341 | 28067.3276 | 0.54572 | 0.99771 | N/A | N/A | N/A | N/A | 25.3174 | 37.8304 | N/A | 33333.3 | 1.1849 | 1.5732 | 46.87% | 5131.57 | 502.127 | 2950.0316 | 3.3563 | 96853.05 | 5442.14
HPWH_PV | HPWH + 3kW PV |  | 240V Fed. Min. HPWH + 3kW PV | PGE | PGE | CZ12 | Pre1978 | Std | Mixed-fuel | Mixed-fuel | 3342.18 | 163.216 | 13940.1604 | 18127.9956 | 5115.4044 | 941.3034 | N/A | 769.7223 | 24225.8976 | 32158.2774 | 1.3364 | 1.774 | N/A | N/A | N/A | N/A | 20314.124 | 28040.7198 | 1.1206 | 1.5468 | 14.8094 | N/A | 18.1106 | 23243.4 | 1.2822 | 0.92237 | 23.42% | 7431.3 | 577.266 | 4252.2237 | 3.9388 | 121228.65 | 4089.12
HPSH_PV | HPSH + 3kW PV |  | HPSH + 3kW PV | PGE | PGE | CZ12 | Pre1978 | Std | Mixed-fuel | Mixed-fuel | 1694.31 | 320.741 | 10780.1756 | 13753.1352 | 11305.1148 | 658.5574 | N/A | 528.9113 | 20559.5743 | 34991.0711 | 1.4949 | 2.5442 | N/A | N/A | N/A | N/A | 17603.8499 | 31879.8571 | 1.28 | 2.318 | 16.3694 | N/A | 20.3818 | 25058.25 | 1.822 | 1.4569 | 40.37% | 5814.88 | 534.378 | 3342.9692 | 3.6088 | 103396.5 | 4120.57
HPSH_RCV_300CFM | New HPSH |  | Heat Pump Space Heater | PGE | SMUD | CZ12 | Pre1978 | Std | Mixed-fuel | Mixed-fuel | -3019.13 | 320.741 | 1172.0255 | 2178.8719 | 11640.6281 | 407.4519 | 407.4519 | N/A | 14834.7707 | 28965.1068 | 6.8085 | 13.2936 | 14834.7707 | 28965.1068 | 6.8085 | 13.2936 | N/A | N/A | N/A | N/A | 2.8765 | 2.8765 | N/A | 13819.5 | 6.3425 | 1.3495 | 37.39% | 5814.88 | 534.378 | 2344.6498 | 3.6088 | 103396.5 | 8834.01
DFHP_RCV_300CFM_35F | DFHP, Existing Furnace 35F |  | Dual Fuel Heat Pump (existing furnace) | PGE | SMUD | CZ12 | Pre1978 | Std | Mixed-fuel | Mixed-fuel | -2275.23 | 280.27 | 1960.2499 | 948.7304 | 11078.1196 | 408.3608 | 408.3608 | N/A | 14234.9953 | 26840.0359 | 15.0043 | 28.2905 | 14234.9953 | 26840.0359 | 15.0043 | 28.2905 | N/A | N/A | N/A | N/A | 4.8003 | 4.8003 | N/A | 12026.85 | 12.6768 | 1.2521 | 34.24% | 5814.88 | 542.602 | 2365.4754 | 3.6569 | 101614.95 | 8090.11
RaisedFloorInsulation_R19 | Raised Floor Insulation: R-19 |  | Raised Floor Insulation: R-19 | PGE | SMUD | CZ12 | Pre1978 | Std | Mixed-fuel | Mixed-fuel | -371.88 | 81.334 | 3632.776 | 3632.776 | 4608.974 | 138.4879 | N/A | N/A | 4659.2701 | 8520.117 | 1.2826 | 2.3453 | N/A | N/A | N/A | N/A | N/A | N/A | N/A | N/A | 26.2317 | N/A | N/A | 8241.75 | 2.2687 | 0.47221 | 10.93% | 7988.75 | 637.175 | 3022.6641 | 4.3184 | 132434.1 | 8360.63
RaisedFloorInsulation_R30 | Raised Floor Insulation: R-30vs0 |  | Raised Floor Insulation: R-30vsR0 | PGE | SMUD | CZ12 | Pre1978 | Std | Mixed-fuel | Mixed-fuel | -437.83 | 93.1 | 4112.6252 | 4112.6252 | 5244.6748 | 156.4972 | N/A | N/A | 5287.1607 | 9704.1754 | 1.2856 | 2.3596 | N/A | N/A | N/A | N/A | N/A | N/A | N/A | N/A | 26.2792 | N/A | N/A | 9357.3 | 2.2753 | 0.54022 | 12.51% | 7988.75 | 637.175 | 3022.6641 | 4.3184 | 132434.1 | 8426.58
WallInsulation_R13 | Wall Insulation: R-13 |  | Wall Insulation: R-13 | PGE | SMUD | CZ12 | Pre1978 | Std | Mixed-fuel | Mixed-fuel | 252.47 | 55.524 | 2950.4997 | 2950.4997 | 5774.1003 | 187.0144 | N/A | N/A | 5292.0074 | 8046.0574 | 1.7936 | 2.727 | N/A | N/A | N/A | N/A | N/A | N/A | N/A | N/A | 15.7769 | N/A | N/A | 8724.6 | 2.957 | 0.34307 | 8.595% | 7431.3 | 586.279 | 2794.7771 | 3.9915 | 122310.9 | 7178.83
AtticInsulation_R38_infil | Attic Insulation: R-38 |  | Attic Insulation: R-38 | PGE | SMUD | CZ12 | Pre1978 | Std | Mixed-fuel | Mixed-fuel | 799.76 | 45.145 | 6762.2571 | 6762.2571 | 3727.2429 | 260.5831 | N/A | N/A | 6780.7581 | 9159.3448 | 1.0027 | 1.3545 | N/A | N/A | N/A | N/A | N/A | N/A | N/A | N/A | 25.9505 | N/A | N/A | 10489.5 | 1.5512 | 0.29823 | 7.472% | 7431.3 | 586.279 | 2794.7771 | 3.9915 | 122310.9 | 6631.54
AtticInsulation_R49_infil | Attic Insulation: R-49 |  | Attic Insulation: R-49 | PGE | SMUD | CZ12 | Pre1978 | Std | Mixed-fuel | Mixed-fuel | 887.69 | 49.222 | 7446.0183 | 7446.0183 | 4092.4317 | 287.8706 | N/A | N/A | 7478.6861 | 10076.5069 | 1.0044 | 1.3533 | N/A | N/A | N/A | N/A | N/A | N/A | N/A | N/A | 25.8659 | N/A | N/A | 11538.45 | 1.5496 | 0.32663 | 8.183% | 7431.3 | 586.279 | 2794.7771 | 3.9915 | 122310.9 | 6543.61
Windows_0.28UFactor0.23SHGC | New Windows: 0.28 U-factor, 0.23 SHGC |  | Window Upgrade: 0.28 vs 0.30 U-factor | PGE | SMUD | CZ12 | Pre1978 | Std | Mixed-fuel | Mixed-fuel | 1294.08 | 31.498 | 11462.7824 | 11462.7824 | -490.4324 | 325.3669 | N/A | N/A | 8007.8786 | 9849.5575 | 0.6986 | 0.85926 | N/A | N/A | N/A | N/A | N/A | N/A | N/A | N/A | 35.2303 | N/A | N/A | 10972.35 | 0.95722 | 0.23483 | 5.883% | 7431.3 | 586.279 | 2794.7771 | 3.9915 | 122310.9 | 6137.22
Roof_RB | Roofing: Radiant Barrier |  | Radiant Barrier (at roof replacement) | PGE | SMUD | CZ12 | Pre1978 | Std | Mixed-fuel | Mixed-fuel | 508.94 | 16.89 | 892.9455 | 892.9455 | 3952.2045 | 136.1278 | N/A | N/A | 3417.2905 | 4352.4699 | 3.827 | 4.8743 | N/A | N/A | N/A | N/A | N/A | N/A | N/A | N/A | 6.5596 | N/A | N/A | 4845.15 | 5.426 | 0.11634 | 2.915% | 7431.3 | 586.279 | 2794.7771 | 3.9915 | 122310.9 | 6922.36
Roof_0.20Ref | Roofing: Steep Sloped, 0.20 Ref. |  | 0.20 Solar Reflectance Cool Roof (at roof replacement) | PGE | SMUD | CZ12 | Pre1978 | Std | Mixed-fuel | Mixed-fuel | 371.36 | -10.173 | 892.9455 | 1203.407 | -354.257 | 44.0552 | N/A | N/A | 817.5271 | 410.6999 | 0.67934 | 0.34128 | N/A | N/A | N/A | N/A | N/A | N/A | N/A | N/A | 20.2688 | N/A | N/A | 849.15 | 0.70562 | -0.04683 | -1.173% | 7431.3 | 586.279 | 2794.7771 | 3.9915 | 122310.9 | 7059.94
Roof_0.25Ref | Roofing: Steep Sloped, 0.25 Ref. vs. 0.20 Ref |  | Roofing Upgrade: 0.25 vs. 0.20 Solar Reflectance (at roof replacement) | PGE | SMUD | CZ12 | Pre1978 | Std | Mixed-fuel | Mixed-fuel | 553.53 | -15.438 | 1785.8911 | 2406.8139 | -1158.0639 | 65.4164 | N/A | N/A | 1207.9037 | 589.0014 | 0.50187 | 0.24472 | N/A | N/A | N/A | N/A | N/A | N/A | N/A | N/A | 27.3003 | N/A | N/A | 1248.75 | 0.51884 | -0.07152 | -1.792% | 7431.3 | 586.279 | 2794.7771 | 3.9915 | 122310.9 | 6877.77
Ducts_R6 | New Ducts: R-6 |  | New Ducts: R-6 | PGE | SMUD | CZ12 | Pre1978 | Std | Mixed-fuel | Mixed-fuel | 1314 | 65.52 | 4808.3746 | 4808.3746 | 11608.5254 | 412.6193 | N/A | N/A | 10623.9588 | 14112.3374 | 2.2095 | 2.9349 | N/A | N/A | N/A | N/A | N/A | N/A | N/A | N/A | 11.6533 | N/A | N/A | 16416.9 | 3.4142 | 0.45701 | 11.45% | 7431.3 | 586.279 | 2794.7771 | 3.9915 | 122310.9 | 6117.3
Ducts_R8 | New Ducts: R-8 |  | New Ducts: R-8 | PGE | SMUD | CZ12 | Pre1978 | Std | Mixed-fuel | Mixed-fuel | 1347.35 | 68.881 | 6311.1144 | 6311.1144 | 10721.8356 | 427.3417 | N/A | N/A | 11022.0469 | 14681.6836 | 1.7465 | 2.3263 | N/A | N/A | N/A | N/A | N/A | N/A | N/A | N/A | 14.7683 | N/A | N/A | 17032.95 | 2.6989 | 0.47833 | 11.98% | 7431.3 | 586.279 | 2794.7771 | 3.9915 | 122310.9 | 6083.95
DuctSealing_10% | Duct Sealing: 10% |  | Duct Sealing: 10% | PGE | SMUD | CZ12 | Pre1978 | Std | Mixed-fuel | Mixed-fuel | 588.81 | 43.677 | 2589.5542 | 2589.5542 | 6418.0958 | 221.9031 | N/A | N/A | 5870.2485 | 8131.9277 | 2.2669 | 3.1403 | N/A | N/A | N/A | N/A | N/A | N/A | N/A | N/A | 11.6698 | N/A | N/A | 9007.65 | 3.4785 | 0.2853 | 7.148% | 7431.3 | 586.279 | 2794.7771 | 3.9915 | 122310.9 | 6842.49
HPWH | HPWH |  | 240V Fed. Min. HPWH | PGE | SMUD | CZ12 | Pre1978 | Std | Mixed-fuel | Mixed-fuel | -1371.26 | 163.216 | 4332.0102 | 6553.7323 | 3636.0677 | 110.4681 | 110.4681 | N/A | 5284.1856 | 12220.1121 | 0.80629 | 1.8646 | 5284.1856 | 12220.1121 | 0.80629 | 1.8646 | N/A | N/A | N/A | N/A | 39.215 | 39.215 | N/A | 10189.8 | 1.5548 | 0.81498 | 20.69% | 7431.3 | 577.266 | 2772.8333 | 3.9388 | 121228.65 | 8802.56
HPWH_HighEfficiency | High Efficiency HPWH |  | 240V Market Std. NEEA HPWH | PGE | SMUD | CZ12 | Pre1978 | Std | Mixed-fuel | Mixed-fuel | -1064.41 | 163.459 | 5192.8306 | 7967.0806 | 4387.2194 | 242.7234 | 242.7234 | N/A | 8303.7922 | 15409.1586 | 1.0423 | 1.9341 | 8303.7922 | 15409.1586 | 1.0423 | 1.9341 | N/A | N/A | N/A | N/A | 21.394 | 21.394 | N/A | 12354.3 | 1.5507 | 0.85045 | 21.59% | 7431.3 | 577.266 | 2772.8333 | 3.9388 | 121228.65 | 8495.71
HPWH_HighEfficiency_DR | High Efficiency HPWH with Demand Response |  | 240V Market Std. NEEA HPWH + DR | PGE | SMUD | CZ12 | Pre1978 | Std | Mixed-fuel | Mixed-fuel | -922.86 | 163.386 | 5192.8306 | 7967.0806 | 5635.9694 | 260.9483 | 260.9483 | N/A | 8717.9532 | 15841.8871 | 1.0942 | 1.9884 | 8717.9532 | 15841.8871 | 1.0942 | 1.9884 | N/A | N/A | N/A | N/A | 19.8998 | 19.8998 | N/A | 13603.05 | 1.7074 | 0.87421 | 22.19% | 7431.3 | 577.266 | 2772.8333 | 3.9388 | 121228.65 | 8354.16
HPWH_120V | 120V HPWH |  | 120V Market Std. NEEA HPWH | PGE | SMUD | CZ12 | Pre1978 | Std | Mixed-fuel | Mixed-fuel | -880.75 | 163.915 | 2892.8863 | 4272.7328 | 9813.1672 | 267.1715 | 267.1715 | N/A | 8869.3492 | 16024.1563 | 2.0758 | 3.7503 | 8869.3492 | 16024.1563 | 2.0758 | 3.7503 | N/A | N/A | N/A | N/A | 10.8278 | 10.8278 | N/A | 14085.9 | 3.2967 | 0.88558 | 22.48% | 7431.3 | 577.266 | 2772.8333 | 3.9388 | 121228.65 | 8312.05
HPWH_TankOutside | HPWH in Exterior Closet |  | 240V Fed. Min. HPWH, Exterior Closet | PGE | SMUD | CZ12 | Pre1978 | Std | Mixed-fuel | Mixed-fuel | -1387.37 | 161.476 | 4751.0613 | 6972.7834 | 2834.0666 | 197.9235 | 197.9235 | N/A | 7246.5785 | 14210.0295 | 1.0393 | 2.0379 | 7246.5785 | 14210.0295 | 1.0393 | 2.0379 | N/A | N/A | N/A | N/A | 24.0045 | 24.0045 | N/A | 9806.85 | 1.4064 | 0.80124 | 20.34% | 7431.3 | 577.266 | 2772.8333 | 3.9388 | 121228.65 | 8818.67
HPWH_TankInside_NotDucted | HPWH in interior closet, not ducted |  | 240V Fed. Min. HPWH, Interior Closet, Not Ducted | PGE | SMUD | CZ12 | Pre1978 | Std | Mixed-fuel | Mixed-fuel | -783.77 | 128.066 | 4412.5691 | 6634.2911 | 3272.4589 | 202.3661 | 202.3661 | N/A | 6735.3109 | 12197.2478 | 1.0152 | 1.8385 | 6735.3109 | 12197.2478 | 1.0152 | 1.8385 | N/A | N/A | N/A | N/A | 21.8049 | 21.8049 | N/A | 9906.75 | 1.4933 | 0.66719 | 16.94% | 7431.3 | 577.266 | 2772.8333 | 3.9388 | 121228.65 | 8215.07
HPWH_TankInside_Ducted | HPWH in interior closet, ducted outside |  | 240V Fed. Min. HPWH, Interior Closet, Ducted | PGE | SMUD | CZ12 | Pre1978 | Std | Mixed-fuel | Mixed-fuel | -1403.11 | 171.447 | 5491.8272 | 7713.5493 | 3342.0507 | 214.8488 | 214.8488 | N/A | 7808.9965 | 15227.0468 | 1.0124 | 1.9741 | 7808.9965 | 15227.0468 | 1.0124 | 1.9741 | N/A | N/A | N/A | N/A | 25.5614 | 25.5614 | N/A | 11055.6 | 1.4333 | 0.86678 | 22.01% | 7431.3 | 577.266 | 2772.8333 | 3.9388 | 121228.65 | 8834.41
HPSH_9.5HSPF2_17SEER2 | New HPSH 9.5 HSPF2, 17 SEER2 |  | High Efficiency HPSH | PGE | SMUD | CZ12 | Pre1978 | Std | Mixed-fuel | Mixed-fuel | -2308.5 | 320.741 | 4148.5785 | 7065.961 | 12281.339 | 505.4737 | 505.4737 | N/A | 17069.5118 | 31317.4093 | 2.4157 | 4.4322 | 17069.5118 | 31317.4093 | 2.4157 | 4.4322 | N/A | N/A | N/A | N/A | 8.2073 | 8.2073 | N/A | 19347.3 | 2.7381 | 1.45 | 40.18% | 5814.88 | 534.378 | 2344.6498 | 3.6088 | 103396.5 | 8123.38
MSHP | Ducted MSHP 9.5 HSPF2, 16.5 SEER2 |  | High Eff MSHP | PGE | SMUD | CZ12 | Pre1978 | Std | Mixed-fuel | Mixed-fuel | -2337.09 | 320.741 | 1421.1983 | 3229.8412 | 15950.9588 | 499.5691 | 499.5691 | N/A | 16934.896 | 31175.712 | 5.2433 | 9.6524 | 16934.896 | 31175.712 | 5.2433 | 9.6524 | N/A | N/A | N/A | N/A | 2.8448 | 2.8448 | N/A | 19180.8 | 5.9386 | 1.4487 | 40.14% | 5814.88 | 534.378 | 2344.6498 | 3.6088 | 103396.5 | 8151.97
PV_3kW | 3kW PV |  | 3kW PV | PGE | SMUD | CZ12 | Pre1978 | Std | Mixed-fuel | Mixed-fuel | 4713.45 | 0 | 9608.1502 | 11574.2633 | -352.1633 | 639.6655 | N/A | 639.6655 | 14583.3458 | 15350.5216 | 1.26 | 1.3263 | N/A | N/A | N/A | N/A | 14583.3458 | 15350.5216 | 1.26 | 1.3263 | 15.0206 | N/A | 15.0206 | 11222.1 | 0.96957 | 0.10739 | 2.69% | 7431.3 | 586.279 | 2794.7771 | 3.9915 | 122310.9 | 2717.85
AE | All Electric |  | All Electric | PGE | SMUD | CZ12 | Pre1978 | Std | All Electric | Mixed-fuel | -3814.5 | 586.279 | 6454.0357 | 9682.6042 | 32608.3958 | 935.5656 | 935.5656 | N/A | 30739.2043 | 55008.8535 | 3.1747 | 5.6812 | 30739.2043 | 55008.8535 | 3.1747 | 5.6812 | N/A | N/A | N/A | N/A | 6.8985 | 6.8985 | N/A | 42291 | 4.3677 | 2.763 | 69.22% | 7431.3 | 586.279 | 2794.7771 | 3.9915 | 122310.9 | 11245.8
VCHP_base | Base VCHP |  | Base VCHP | PGE | SMUD | CZ12 | Pre1978 | Std | Mixed-fuel | Mixed-fuel | -2201.44 | 288.49 | 13336.3685 | 21679.367 | -3464.267 | 431.1129 | 431.1129 | N/A | 14775.1402 | 27460.1907 | 0.68153 | 1.2667 | 14775.1402 | 27460.1907 | 0.68153 | 1.2667 | N/A | N/A | N/A | N/A | 30.9347 | 30.9347 | N/A | 18215.1 | 0.8402 | 1.2883 | 38.39% | 5131.57 | 502.127 | 2152.8829 | 3.3563 | 96853.05 | 7333.01
VCHP_Fujitsu48 | Fujitsu 48 VCHP |  | Fujitsu 48 VCHP | PGE | SMUD | CZ12 | Pre1978 | Std | Mixed-fuel | Mixed-fuel | -310.57 | 288.49 | 17266.2712 | 28131.7248 | 5201.5752 | 676.7064 | 676.7064 | N/A | 20374.2762 | 33353.8765 | 0.72425 | 1.1856 | 20374.2762 | 33353.8765 | 0.72425 | 1.1856 | N/A | N/A | N/A | N/A | 25.5152 | 25.5152 | N/A | 33333.3 | 1.1849 | 1.5732 | 46.87% | 5131.57 | 502.127 | 2152.8829 | 3.3563 | 96853.05 | 5442.14
HPWH_PV | HPWH + 3kW PV |  | 240V Fed. Min. HPWH + 3kW PV | PGE | SMUD | CZ12 | Pre1978 | Std | Mixed-fuel | Mixed-fuel | 3342.18 | 163.216 | 13940.1604 | 18127.9956 | 5115.4044 | 843.7804 | N/A | 843.7804 | 22002.5279 | 29817.9444 | 1.2137 | 1.6449 | N/A | N/A | N/A | N/A | 22002.5279 | 29817.9444 | 1.2137 | 1.6449 | 16.5211 | N/A | 16.5211 | 23243.4 | 1.2822 | 0.92237 | 23.42% | 7431.3 | 577.266 | 2772.8333 | 3.9388 | 121228.65 | 4089.12
HPSH_PV | HPSH + 3kW PV |  | HPSH + 3kW PV | PGE | SMUD | CZ12 | Pre1978 | Std | Mixed-fuel | Mixed-fuel | 1694.31 | 320.741 | 10780.1756 | 13753.1352 | 11305.1148 | 1047.1174 | N/A | 1047.1174 | 29418.117 | 44315.6289 | 2.139 | 3.2222 | N/A | N/A | N/A | N/A | 29418.117 | 44315.6289 | 2.139 | 3.2222 | 10.2951 | N/A | 10.2951 | 25058.25 | 1.822 | 1.4569 | 40.37% | 5814.88 | 534.378 | 2344.6498 | 3.6088 | 103396.5 | 4120.57
HPSH_RCV_300CFM | New HPSH |  | Heat Pump Space Heater | PGE | PGE | CZ13 | Pre1978 | Std | Mixed-fuel | Mixed-fuel | -2155.21 | 229.762 | 1247.8715 | 2494.1335 | 7129.5665 | -118.6832 | -147.5097 | N/A | 1251.9584 | 10845.4395 | 0.50196 | 4.3484 | 594.7596 | 10153.668 | 0.23846 | 4.071 | N/A | N/A | N/A | N/A | -10.5143 | -8.4596 | N/A | 9623.7 | 3.8585 | 0.95225 | 30.6% | 8355.39 | 433.425 | 4276.5673 | 3.1122 | 107409.15 | 10510.6
DFHP_RCV_300CFM_35F | DFHP, Existing Furnace 35F |  | Dual Fuel Heat Pump (existing furnace) | PGE | PGE | CZ13 | Pre1978 | Std | Mixed-fuel | Mixed-fuel | -1619.65 | 200.319 | 1933.2565 | 1161.1526 | 7180.4974 | 28.3431 | -47.0914 | N/A | 4152.8308 | 12812.9883 | 3.5765 | 11.0347 | 2433.0462 | 11002.7322 | 2.0954 | 9.4757 | N/A | N/A | N/A | N/A | 68.209 | -41.0533 | N/A | 8341.65 | 7.1839 | 0.8793 | 27.94% | 8355.39 | 439.316 | 4291.4172 | 3.1467 | 106127.1 | 9975.04
RaisedFloorInsulation_R19 | Raised Floor Insulation: R-19 |  | Raised Floor Insulation: R-19 | PGE | PGE | CZ13 | Pre1978 | Std | Mixed-fuel | Mixed-fuel | -74 | 57.147 | 3632.776 | 3632.776 | 3843.074 | 120.1275 | N/A | N/A | 3787.3783 | 6511.1074 | 1.0426 | 1.7923 | N/A | N/A | N/A | N/A | N/A | N/A | N/A | N/A | 30.241 | N/A | N/A | 7475.85 | 2.0579 | 0.3454 | 9.087% | 12882.9 | 516.809 | 6655.6368 | 3.8009 | 148085.1 | 12956.9
RaisedFloorInsulation_R30 | Raised Floor Insulation: R-30vs0 |  | Raised Floor Insulation: R-30vsR0 | PGE | PGE | CZ13 | Pre1978 | Std | Mixed-fuel | Mixed-fuel | -96.5 | 65.657 | 4112.6252 | 4112.6252 | 4362.2248 | 132.0934 | N/A | N/A | 4213.5494 | 7328.9013 | 1.0245 | 1.782 | N/A | N/A | N/A | N/A | N/A | N/A | N/A | N/A | 31.1342 | N/A | N/A | 8474.85 | 2.0607 | 0.39644 | 10.43% | 12882.9 | 516.809 | 6655.6368 | 3.8009 | 148085.1 | 12979.4
WallInsulation_R13 | Wall Insulation: R-13 |  | Wall Insulation: R-13 | PGE | PGE | CZ13 | Pre1978 | Std | Mixed-fuel | Mixed-fuel | 548.7 | 41.43 | 2950.4997 | 2950.4997 | 5923.9503 | 367.1127 | N/A | N/A | 9125.3719 | 11424.8699 | 3.0928 | 3.8722 | N/A | N/A | N/A | N/A | N/A | N/A | N/A | N/A | 8.037 | N/A | N/A | 8874.45 | 3.0078 | 0.27048 | 7.782% | 11995.4 | 469.66 | 6119.906 | 3.4757 | 136047.15 | 11446.7
AtticInsulation_R38_infil | Attic Insulation: R-38 |  | Attic Insulation: R-38 | PGE | PGE | CZ13 | Pre1978 | Std | Mixed-fuel | Mixed-fuel | 1193.3 | 32.763 | 6762.2571 | 6762.2571 | 4476.4929 | 644.9793 | N/A | N/A | 15305.7318 | 17558.2964 | 2.2634 | 2.5965 | N/A | N/A | N/A | N/A | N/A | N/A | N/A | N/A | 10.4845 | N/A | N/A | 11238.75 | 1.662 | 0.23739 | 6.83% | 11995.4 | 469.66 | 6119.906 | 3.4757 | 136047.15 | 10802.1
AtticInsulation_R49_infil | Attic Insulation: R-49 |  | Attic Insulation: R-49 | PGE | PGE | CZ13 | Pre1978 | Std | Mixed-fuel | Mixed-fuel | 1320.7 | 35.602 | 7446.0183 | 7446.0183 | 4891.6317 | 713.0365 | N/A | N/A | 16909.4492 | 19371.8508 | 2.2709 | 2.6016 | N/A | N/A | N/A | N/A | N/A | N/A | N/A | N/A | 10.4427 | N/A | N/A | 12337.65 | 1.6569 | 0.25934 | 7.462% | 11995.4 | 469.66 | 6119.906 | 3.4757 | 136047.15 | 10674.7
Windows_0.28UFactor0.23SHGC | New Windows: 0.28 U-factor, 0.23 SHGC |  | Window Upgrade: 0.28 vs 0.30 U-factor | PGE | PGE | CZ13 | Pre1978 | Std | Mixed-fuel | Mixed-fuel | 2008.89 | 25.976 | 11462.7824 | 11462.7824 | 2822.9176 | 1015.1972 | N/A | N/A | 23628.9706 | 26037.4042 | 2.0614 | 2.2715 | N/A | N/A | N/A | N/A | N/A | N/A | N/A | N/A | 11.2912 | N/A | N/A | 14285.7 | 1.2463 | 0.21429 | 6.165% | 11995.4 | 469.66 | 6119.906 | 3.4757 | 136047.15 | 9986.51
Roof_RB | Roofing: Radiant Barrier |  | Radiant Barrier (at roof replacement) | PGE | PGE | CZ13 | Pre1978 | Std | Mixed-fuel | Mixed-fuel | 751.1 | 11.86 | 892.9455 | 892.9455 | 4551.6045 | 383.2791 | N/A | N/A | 8956.8204 | 9954.4213 | 10.0306 | 11.1478 | N/A | N/A | N/A | N/A | N/A | N/A | N/A | N/A | 2.3298 | N/A | N/A | 5444.55 | 6.0973 | 0.08891 | 2.558% | 11995.4 | 469.66 | 6119.906 | 3.4757 | 136047.15 | 11244.3
Roof_0.20Ref | Roofing: Steep Sloped, 0.20 Ref. |  | 0.20 Solar Reflectance Cool Roof (at roof replacement) | PGE | PGE | CZ13 | Pre1978 | Std | Mixed-fuel | Mixed-fuel | 544.3 | -8.219 | 892.9455 | 1203.407 | 827.893 | 236.3321 | N/A | N/A | 5238.6874 | 5154.8477 | 4.3532 | 4.2835 | N/A | N/A | N/A | N/A | N/A | N/A | N/A | N/A | 3.7784 | N/A | N/A | 2031.3 | 1.688 | -0.03085 | -0.8876% | 11995.4 | 469.66 | 6119.906 | 3.4757 | 136047.15 | 11451.1
Roof_0.25Ref | Roofing: Steep Sloped, 0.25 Ref. vs. 0.20 Ref |  | Roofing Upgrade: 0.25 vs. 0.20 Solar Reflectance (at roof replacement) | PGE | PGE | CZ13 | Pre1978 | Std | Mixed-fuel | Mixed-fuel | 812.5 | -12.461 | 1785.8911 | 2406.8139 | 590.1861 | 352.5745 | N/A | N/A | 7811.8036 | 7677.9042 | 3.2457 | 3.1901 | N/A | N/A | N/A | N/A | N/A | N/A | N/A | N/A | 5.0653 | N/A | N/A | 2997 | 1.2452 | -0.04715 | -1.357% | 11995.4 | 469.66 | 6119.906 | 3.4757 | 136047.15 | 11182.9
Ducts_R6 | New Ducts: R-6 |  | New Ducts: R-6 | PGE | PGE | CZ13 | Pre1978 | Std | Mixed-fuel | Mixed-fuel | 2701.39 | 46.054 | 4808.3746 | 4808.3746 | 17402.7254 | 1408.0135 | N/A | N/A | 32950.4715 | 36730.1688 | 6.8527 | 7.6388 | N/A | N/A | N/A | N/A | N/A | N/A | N/A | N/A | 3.415 | N/A | N/A | 22211.1 | 4.6193 | 0.38561 | 11.09% | 11995.4 | 469.66 | 6119.906 | 3.4757 | 136047.15 | 9294.01
Ducts_R8 | New Ducts: R-8 |  | New Ducts: R-8 | PGE | PGE | CZ13 | Pre1978 | Std | Mixed-fuel | Mixed-fuel | 2772.09 | 48.503 | 6311.1144 | 6311.1144 | 16615.9356 | 1448.1745 | N/A | N/A | 33910.9033 | 37849.0346 | 5.3732 | 5.9972 | N/A | N/A | N/A | N/A | N/A | N/A | N/A | N/A | 4.358 | N/A | N/A | 22927.05 | 3.6328 | 0.40215 | 11.57% | 11995.4 | 469.66 | 6119.906 | 3.4757 | 136047.15 | 9223.31
DuctSealing_10% | Duct Sealing: 10% |  | Duct Sealing: 10% | PGE | PGE | CZ13 | Pre1978 | Std | Mixed-fuel | Mixed-fuel | 1267.1 | 30.344 | 2589.5542 | 2589.5542 | 8632.5458 | 682.5486 | N/A | N/A | 16122.574 | 18322.5901 | 6.226 | 7.0756 | N/A | N/A | N/A | N/A | N/A | N/A | N/A | N/A | 3.7939 | N/A | N/A | 11222.1 | 4.3336 | 0.22572 | 6.494% | 11995.4 | 469.66 | 6119.906 | 3.4757 | 136047.15 | 10728.3
HPWH | HPWH |  | 240V Fed. Min. HPWH | PGE | PGE | CZ13 | Pre1978 | Std | Mixed-fuel | Mixed-fuel | -1178.3 | 152.946 | 4332.0102 | 6553.7323 | 3802.5677 | -159.1863 | 105.8024 | N/A | -1129.6342 | 4828.2152 | 0 | 0.73671 | 4911.6834 | 11187.3442 | 0.74945 | 1.707 | N/A | N/A | N/A | N/A | -27.2135 | 40.9443 | N/A | 10356.3 | 1.5802 | 0.77259 | 22.57% | 11995.4 | 460.78 | 6098.5506 | 3.4238 | 134981.55 | 13173.7
HPWH_HighEfficiency | High Efficiency HPWH |  | 240V Market Std. NEEA HPWH | PGE | PGE | CZ13 | Pre1978 | Std | Mixed-fuel | Mixed-fuel | -925.9 | 153.238 | 5192.8306 | 7967.0806 | 4187.4194 | -51.3016 | 188.5852 | N/A | 1335.2395 | 7435.4593 | 0.16759 | 0.93327 | 6804.2738 | 13192.1993 | 0.85405 | 1.6558 | N/A | N/A | N/A | N/A | -101.2215 | 27.5357 | N/A | 12154.5 | 1.5256 | 0.80413 | 23.49% | 11995.4 | 460.78 | 6098.5506 | 3.4238 | 134981.55 | 12921.3
HPWH_HighEfficiency_DR | High Efficiency HPWH with Demand Response |  | 240V Market Std. NEEA HPWH + DR | PGE | PGE | CZ13 | Pre1978 | Std | Mixed-fuel | Mixed-fuel | -680.2 | 153.216 | 5192.8306 | 7967.0806 | 5919.0194 | 53.4327 | 268.8707 | N/A | 3722.5929 | 9947.3864 | 0.46725 | 1.2486 | 8634.2334 | 15117.41 | 1.0837 | 1.8975 | N/A | N/A | N/A | N/A | 97.1844 | 19.3135 | N/A | 13886.1 | 1.7429 | 0.83442 | 24.37% | 11995.4 | 460.78 | 6098.5506 | 3.4238 | 134981.55 | 12675.6
HPWH_120V | 120V HPWH |  | 120V Market Std. NEEA HPWH | PGE | PGE | CZ13 | Pre1978 | Std | Mixed-fuel | Mixed-fuel | -775.6 | 153.741 | 2892.8863 | 4272.7328 | 9147.1672 | 14.3494 | 239.8892 | N/A | 2840.9921 | 9042.1271 | 0.66491 | 2.1162 | 7982.9385 | 14454.5723 | 1.8683 | 3.383 | N/A | N/A | N/A | N/A | 201.6039 | 12.0593 | N/A | 13419.9 | 3.1408 | 0.83267 | 24.32% | 11995.4 | 460.78 | 6098.5506 | 3.4238 | 134981.55 | 12771
HPWH_TankOutside | HPWH in Exterior Closet |  | 240V Fed. Min. HPWH, Exterior Closet | PGE | PGE | CZ13 | Pre1978 | Std | Mixed-fuel | Mixed-fuel | -1197.4 | 151.634 | 4751.0613 | 6972.7834 | 3000.5666 | -170.3226 | 96.6308 | N/A | -1407.0629 | 4479.527 | 0 | 0.64243 | 4679.0469 | 10885.8044 | 0.67104 | 1.5612 | N/A | N/A | N/A | N/A | -27.8945 | 49.1671 | N/A | 9973.35 | 1.4303 | 0.76106 | 22.23% | 11995.4 | 460.78 | 6098.5506 | 3.4238 | 134981.55 | 13192.8
HPWH_TankInside_NotDucted | HPWH in interior closet, not ducted |  | 240V Fed. Min. HPWH, Interior Closet, Not Ducted | PGE | PGE | CZ13 | Pre1978 | Std | Mixed-fuel | Mixed-fuel | -608.1 | 125.857 | 4412.5691 | 6634.2911 | 4271.4589 | 24.9728 | 238.5826 | N/A | 2589.191 | 7587.8578 | 0.39027 | 1.1437 | 7459.1507 | 12714.0081 | 1.1243 | 1.9164 | N/A | N/A | N/A | N/A | 176.6948 | 18.4949 | N/A | 10905.75 | 1.6438 | 0.66714 | 19.49% | 11995.4 | 460.78 | 6098.5506 | 3.4238 | 134981.55 | 12603.5
HPWH_TankInside_Ducted | HPWH in interior closet, ducted outside |  | 240V Fed. Min. HPWH, Interior Closet, Ducted | PGE | PGE | CZ13 | Pre1978 | Std | Mixed-fuel | Mixed-fuel | -1242.7 | 159.509 | 5491.8272 | 7713.5493 | 3108.9507 | -174.7722 | 93.6052 | N/A | -1367.8796 | 4859.3044 | 0 | 0.62997 | 4750.6923 | 11299.7516 | 0.61589 | 1.4649 | N/A | N/A | N/A | N/A | -31.4228 | 58.6701 | N/A | 10822.5 | 1.4031 | 0.81302 | 23.75% | 11995.4 | 460.78 | 6098.5506 | 3.4238 | 134981.55 | 13238.1
HPSH_9.5HSPF2_17SEER2 | New HPSH 9.5 HSPF2, 17 SEER2 |  | High Efficiency HPSH | PGE | PGE | CZ13 | Pre1978 | Std | Mixed-fuel | Mixed-fuel | -1379.27 | 229.762 | 4247.3528 | 7418.8676 | 7899.1324 | 211.2005 | 136.5481 | N/A | 8772.776 | 18761.8995 | 1.1825 | 2.5289 | 7070.8225 | 16970.4125 | 0.95309 | 2.2875 | N/A | N/A | N/A | N/A | 20.1105 | 31.1052 | N/A | 15318 | 2.0647 | 1.0379 | 33.35% | 8355.39 | 433.425 | 4276.5673 | 3.1122 | 107409.15 | 9734.66
MSHP | Ducted MSHP 9.5 HSPF2, 16.5 SEER2 |  | High Eff MSHP | PGE | PGE | CZ13 | Pre1978 | Std | Mixed-fuel | Mixed-fuel | -1448.2 | 229.762 | 1411.0322 | 3403.8828 | 11531.1672 | 179.5588 | 108.2204 | N/A | 8051.3973 | 18002.5717 | 2.3654 | 5.2888 | 6424.9966 | 16290.6121 | 1.8875 | 4.7859 | N/A | N/A | N/A | N/A | 7.8583 | 13.0385 | N/A | 14935.05 | 4.3877 | 1.0359 | 33.28% | 8355.39 | 433.425 | 4276.5673 | 3.1122 | 107409.15 | 9803.59
PV_3kW | 3kW PV |  | 3kW PV | PGE | PGE | CZ13 | Pre1978 | Std | Mixed-fuel | Mixed-fuel | 4710.51 | 0 | 9608.1502 | 11574.2633 | 3810.3367 | 1326.1161 | N/A | 1240.8278 | 30233.319 | 31823.7819 | 2.6121 | 2.7495 | N/A | N/A | N/A | N/A | 28288.8812 | 29777.0544 | 2.4441 | 2.5727 | 7.2453 | N/A | 7.7433 | 15384.6 | 1.3292 | 0.11028 | 3.173% | 11995.4 | 469.66 | 6119.906 | 3.4757 | 136047.15 | 7284.89
AE | All Electric |  | All Electric | PGE | PGE | CZ13 | Pre1978 | Std | All Electric | Mixed-fuel | -729.1 | 469.66 | 6529.8817 | 9997.8658 | 37987.4342 | 1225.6243 | 1327.1324 | N/A | 35317.3641 | 54929.6158 | 3.5325 | 5.4941 | 37631.5862 | 57365.5805 | 3.764 | 5.7378 | N/A | N/A | N/A | N/A | 5.3278 | 4.9203 | N/A | 47985.3 | 4.7996 | 2.3061 | 66.35% | 11995.4 | 469.66 | 6119.906 | 3.4757 | 136047.15 | 12724.5
VCHP_base | Base VCHP |  | Base VCHP | PGE | PGE | CZ13 | Pre1978 | Std | Mixed-fuel | Mixed-fuel | -1388.02 | 206.536 | 15591.6635 | 25382.2501 | -11579.4001 | 130.3755 | 6.9558 | N/A | 6505.255 | 15352.3573 | 0.25629 | 0.60485 | 3691.4847 | 12390.565 | 0.14544 | 0.48816 | N/A | N/A | N/A | N/A | 119.5905 | 2241.5294 | N/A | 13802.85 | 0.5438 | 0.9119 | 31.35% | 7299.85 | 410.199 | 3726.2375 | 2.9083 | 99234 | 8687.87
VCHP_Fujitsu48 | Fujitsu 48 VCHP |  | Fujitsu 48 VCHP | PGE | PGE | CZ13 | Pre1978 | Std | Mixed-fuel | Mixed-fuel | 368.64 | 206.536 | 19694.4848 | 32118.5162 | -4246.4162 | 785.4169 | 589.8862 | N/A | 21439.1485 | 31071.8676 | 0.6675 | 0.96741 | 16981.3607 | 26379.5721 | 0.52871 | 0.82132 | N/A | N/A | N/A | N/A | 25.0752 | 33.3869 | N/A | 27872.1 | 0.86779 | 1.1553 | 39.72% | 7299.85 | 410.199 | 3726.2375 | 2.9083 | 99234 | 6931.21
HPWH_PV | HPWH + 3kW PV |  | 240V Fed. Min. HPWH + 3kW PV | PGE | PGE | CZ13 | Pre1978 | Std | Mixed-fuel | Mixed-fuel | 3532.23 | 152.946 | 13940.1604 | 18127.9956 | 8961.5544 | 1290.4649 | N/A | 1272.7658 | 31920.087 | 39616.5598 | 1.7608 | 2.1854 | N/A | N/A | N/A | N/A | 31516.5749 | 39191.8204 | 1.7386 | 2.162 | 10.8024 | N/A | 10.9527 | 27089.55 | 1.4943 | 0.88287 | 25.79% | 11995.4 | 460.78 | 6098.5506 | 3.4238 | 134981.55 | 8463.17
HPSH_PV | HPSH + 3kW PV |  | HPSH + 3kW PV | PGE | PGE | CZ13 | Pre1978 | Std | Mixed-fuel | Mixed-fuel | 2555.31 | 229.762 | 10856.0217 | 14068.3968 | 10623.5532 | 1119.8658 | N/A | 923.3483 | 29488.8863 | 40567.8075 | 2.0961 | 2.8836 | N/A | N/A | N/A | N/A | 25008.6042 | 35851.8345 | 1.7776 | 2.5484 | 9.694 | N/A | 11.7572 | 24691.95 | 1.7551 | 1.0625 | 34.14% | 8355.39 | 433.425 | 4276.5673 | 3.1122 | 107409.15 | 5800.08
HPSH_RCV_300CFM | New HPSH |  | Heat Pump Space Heater | SCG | SCE | CZ14 | Pre1978 | Std | Mixed-fuel | Mixed-fuel | -3449.34 | 321.615 | 1172.0255 | 2178.8719 | 7894.3781 | -587.0276 | -331.1695 | N/A | -8204.1049 | 2658.7377 | 0 | 1.2202 | -2440.5535 | 8798.7524 | 0 | 4.0382 | N/A | N/A | N/A | N/A | -1.9965 | -3.539 | N/A | 10073.25 | 4.6231 | 1.2438 | 34.41% | 7195.36 | 529.529 | 3528.1405 | 3.6149 | 110073.15 | 10644.7
DFHP_RCV_300CFM_35F | DFHP, Existing Furnace 35F |  | Dual Fuel Heat Pump (existing furnace) | SCG | SCE | CZ14 | Pre1978 | Std | Mixed-fuel | Mixed-fuel | -1917.94 | 181.393 | 1960.2499 | 948.7304 | 5422.6696 | -250.5116 | -210.37 | N/A | -2664.9579 | 3924.0416 | 0 | 4.1361 | -1760.7145 | 4887.3483 | 0 | 5.1515 | N/A | N/A | N/A | N/A | -7.825 | -9.3181 | N/A | 6371.4 | 6.7157 | 0.72997 | 19.93% | 7195.36 | 537.775 | 3546.4842 | 3.6631 | 108274.95 | 9113.3
RaisedFloorInsulation_R19 | Raised Floor Insulation: R-19 |  | Raised Floor Insulation: R-19 | SCG | SCE | CZ14 | Pre1978 | Std | Mixed-fuel | Mixed-fuel | 61.3 | 97.268 | 3632.776 | 3632.776 | 9437.474 | 245.5014 | N/A | N/A | 7150.4759 | 11296.8823 | 1.9683 | 3.1097 | N/A | N/A | N/A | N/A | N/A | N/A | N/A | N/A | 14.7974 | N/A | N/A | 13070.25 | 3.5979 | 0.58666 | 12.89% | 10998.8 | 663.715 | 5497.9273 | 4.5528 | 151798.05 | 10937.5
RaisedFloorInsulation_R30 | Raised Floor Insulation: R-30vs0 |  | Raised Floor Insulation: R-30vsR0 | SCG | SCE | CZ14 | Pre1978 | Std | Mixed-fuel | Mixed-fuel | 59.5 | 110.618 | 4112.6252 | 4112.6252 | 10705.8748 | 274.2356 | N/A | N/A | 8020.9533 | 12731.08 | 1.9503 | 3.0956 | N/A | N/A | N/A | N/A | N/A | N/A | N/A | N/A | 14.9967 | N/A | N/A | 14818.5 | 3.6032 | 0.66702 | 14.65% | 10998.8 | 663.715 | 5497.9273 | 4.5528 | 151798.05 | 10939.3
WallInsulation_R13 | Wall Insulation: R-13 |  | Wall Insulation: R-13 | SCG | SCE | CZ14 | Pre1978 | Std | Mixed-fuel | Mixed-fuel | 416.66 | 59.727 | 2950.4997 | 2950.4997 | 7139.4003 | 316.6488 | N/A | N/A | 8135.3714 | 10943.162 | 2.7573 | 3.7089 | N/A | N/A | N/A | N/A | N/A | N/A | N/A | N/A | 9.3179 | N/A | N/A | 10089.9 | 3.4197 | 0.37122 | 9.184% | 9928.35 | 585.144 | 4864.2062 | 4.042 | 135214.65 | 9511.69
AtticInsulation_R38_infil | Attic Insulation: R-38 |  | Attic Insulation: R-38 | SCG | SCE | CZ14 | Pre1978 | Std | Mixed-fuel | Mixed-fuel | 901.85 | 51.586 | 6762.2571 | 6762.2571 | 4992.6429 | 507.3563 | N/A | N/A | 12299.1196 | 15078.6692 | 1.8188 | 2.2298 | N/A | N/A | N/A | N/A | N/A | N/A | N/A | N/A | 13.3284 | N/A | N/A | 11754.9 | 1.7383 | 0.3364 | 8.323% | 9928.35 | 585.144 | 4864.2062 | 4.042 | 135214.65 | 9026.5
AtticInsulation_R49_infil | Attic Insulation: R-49 |  | Attic Insulation: R-49 | SCG | SCE | CZ14 | Pre1978 | Std | Mixed-fuel | Mixed-fuel | 1009.76 | 55.942 | 7446.0183 | 7446.0183 | 5457.7317 | 565.464 | N/A | N/A | 13681.4772 | 16718.0074 | 1.8374 | 2.2452 | N/A | N/A | N/A | N/A | N/A | N/A | N/A | N/A | 13.168 | N/A | N/A | 12903.75 | 1.733 | 0.36574 | 9.048% | 9928.35 | 585.144 | 4864.2062 | 4.042 | 135214.65 | 8918.59
Windows_0.28UFactor0.23SHGC | New Windows: 0.28 U-factor, 0.23 SHGC |  | Window Upgrade: 0.28 vs 0.30 U-factor | SCG | SCE | CZ14 | Pre1978 | Std | Mixed-fuel | Mixed-fuel | 1692.15 | 26.749 | 11462.7824 | 11462.7824 | 1091.3176 | 795.6698 | N/A | N/A | 18385.3883 | 20635.0854 | 1.6039 | 1.8002 | N/A | N/A | N/A | N/A | N/A | N/A | N/A | N/A | 14.4065 | N/A | N/A | 12554.1 | 1.0952 | 0.20677 | 5.116% | 9928.35 | 585.144 | 4864.2062 | 4.042 | 135214.65 | 8236.2
Roof_RB | Roofing: Radiant Barrier |  | Radiant Barrier (at roof replacement) | SCG | SCE | CZ14 | Pre1978 | Std | Mixed-fuel | Mixed-fuel | 584.58 | 16.942 | 892.9455 | 892.9455 | 4335.1545 | 284.5148 | N/A | N/A | 6695.6293 | 7783.6902 | 7.4984 | 8.7169 | N/A | N/A | N/A | N/A | N/A | N/A | N/A | N/A | 3.1385 | N/A | N/A | 5228.1 | 5.8549 | 0.11444 | 2.831% | 9928.35 | 585.144 | 4864.2062 | 4.042 | 135214.65 | 9343.77
Roof_0.20Ref | Roofing: Steep Sloped, 0.20 Ref. |  | 0.20 Solar Reflectance Cool Roof (at roof replacement) | SCG | SCE | CZ14 | Pre1978 | Std | Mixed-fuel | Mixed-fuel | 433.41 | -11.656 | 892.9455 | 1203.407 | -304.307 | 159.8563 | N/A | N/A | 3407.8965 | 3192.0225 | 2.8319 | 2.6525 | N/A | N/A | N/A | N/A | N/A | N/A | N/A | N/A | 5.5859 | N/A | N/A | 899.1 | 0.74713 | -0.05645 | -1.397% | 9928.35 | 585.144 | 4864.2062 | 4.042 | 135214.65 | 9494.94
Roof_0.25Ref | Roofing: Steep Sloped, 0.25 Ref. vs. 0.20 Ref |  | Roofing Upgrade: 0.25 vs. 0.20 Solar Reflectance (at roof replacement) | SCG | SCE | CZ14 | Pre1978 | Std | Mixed-fuel | Mixed-fuel | 636.74 | -17.684 | 1785.8911 | 2406.8139 | -1108.1139 | 233.768 | N/A | N/A | 4973.0884 | 4632.8841 | 2.0663 | 1.9249 | N/A | N/A | N/A | N/A | N/A | N/A | N/A | N/A | 7.6396 | N/A | N/A | 1298.7 | 0.53959 | -0.08551 | -2.116% | 9928.35 | 585.144 | 4864.2062 | 4.042 | 135214.65 | 9291.61
Ducts_R6 | New Ducts: R-6 |  | New Ducts: R-6 | SCG | SCE | CZ14 | Pre1978 | Std | Mixed-fuel | Mixed-fuel | 2132.43 | 70.032 | 4808.3746 | 4808.3746 | 16486.9754 | 1086.6546 | N/A | N/A | 25663.7766 | 30032.008 | 5.3373 | 6.2458 | N/A | N/A | N/A | N/A | N/A | N/A | N/A | N/A | 4.4249 | N/A | N/A | 21295.35 | 4.4288 | 0.50051 | 12.38% | 9928.35 | 585.144 | 4864.2062 | 4.042 | 135214.65 | 7795.92
Ducts_R8 | New Ducts: R-8 |  | New Ducts: R-8 | SCG | SCE | CZ14 | Pre1978 | Std | Mixed-fuel | Mixed-fuel | 2183.54 | 73.244 | 6311.1144 | 6311.1144 | 15683.5356 | 1115.967 | N/A | N/A | 26378.4355 | 30916.7889 | 4.1797 | 4.8988 | N/A | N/A | N/A | N/A | N/A | N/A | N/A | N/A | 5.6553 | N/A | N/A | 21994.65 | 3.4851 | 0.52107 | 12.89% | 9928.35 | 585.144 | 4864.2062 | 4.042 | 135214.65 | 7744.81
DuctSealing_10% | Duct Sealing: 10% |  | Duct Sealing: 10% | SCG | SCE | CZ14 | Pre1978 | Std | Mixed-fuel | Mixed-fuel | 994.17 | 47.369 | 2589.5542 | 2589.5542 | 9015.4958 | 536.1046 | N/A | N/A | 12878.3086 | 15540.347 | 4.9732 | 6.0012 | N/A | N/A | N/A | N/A | N/A | N/A | N/A | N/A | 4.8303 | N/A | N/A | 11605.05 | 4.4815 | 0.31398 | 7.768% | 9928.35 | 585.144 | 4864.2062 | 4.042 | 135214.65 | 8934.18
HPWH | HPWH |  | 240V Fed. Min. HPWH | SCG | SCE | CZ14 | Pre1978 | Std | Mixed-fuel | Mixed-fuel | -1373.75 | 157.391 | 4332.0102 | 6553.7323 | 2903.4677 | -258.9789 | -55.3084 | N/A | -3544.266 | 1423.6303 | 0 | 0.21722 | 1043.6876 | 6311.2595 | 0.15925 | 0.963 | N/A | N/A | N/A | N/A | -16.7273 | -78.3246 | N/A | 9457.2 | 1.443 | 0.7693 | 19.28% | 9928.35 | 576.21 | 4846.0495 | 3.9897 | 134149.05 | 11302.1
HPWH_HighEfficiency | High Efficiency HPWH |  | 240V Market Std. NEEA HPWH | SCG | SCE | CZ14 | Pre1978 | Std | Mixed-fuel | Mixed-fuel | -1069.55 | 157.603 | 5192.8306 | 7967.0806 | 3654.6194 | -130.4181 | 46.4244 | N/A | -644.7233 | 4520.5948 | 0 | 0.56741 | 3338.8932 | 8764.4129 | 0.41909 | 1.1001 | N/A | N/A | N/A | N/A | -39.8168 | 111.8557 | N/A | 11621.7 | 1.4587 | 0.80417 | 20.16% | 9928.35 | 576.21 | 4846.0495 | 3.9897 | 134149.05 | 10997.9
HPWH_HighEfficiency_DR | High Efficiency HPWH with Demand Response |  | 240V Market Std. NEEA HPWH + DR | SCG | SCE | CZ14 | Pre1978 | Std | Mixed-fuel | Mixed-fuel | -873.75 | 157.671 | 5192.8306 | 7967.0806 | 5153.1194 | -37.7351 | 130.971 | N/A | 1444.2196 | 6748.5541 | 0.18127 | 0.84705 | 5244.5536 | 10797.1181 | 0.65828 | 1.3552 | N/A | N/A | N/A | N/A | -137.6128 | 39.6487 | N/A | 13120.2 | 1.6468 | 0.83438 | 20.91% | 9928.35 | 576.21 | 4846.0495 | 3.9897 | 134149.05 | 10802.1
HPWH_120V | 120V HPWH |  | 120V Market Std. NEEA HPWH | SCG | SCE | CZ14 | Pre1978 | Std | Mixed-fuel | Mixed-fuel | -819.75 | 158.083 | 2892.8863 | 4272.7328 | 9563.4172 | -15.0051 | 143.6854 | N/A | 1962.9685 | 7316.4615 | 0.45942 | 1.7124 | 5537.6897 | 11124.676 | 1.2961 | 2.6036 | N/A | N/A | N/A | N/A | -192.7929 | 20.1335 | N/A | 13836.15 | 3.2382 | 0.85914 | 21.53% | 9928.35 | 576.21 | 4846.0495 | 3.9897 | 134149.05 | 10748.1
HPWH_TankOutside | HPWH in Exterior Closet |  | 240V Fed. Min. HPWH, Exterior Closet | SCG | SCE | CZ14 | Pre1978 | Std | Mixed-fuel | Mixed-fuel | -1396.45 | 155.83 | 4751.0613 | 6972.7834 | 2084.8166 | -273.0562 | -68.1817 | N/A | -3887.4715 | 998.749 | 0 | 0.14324 | 727.6059 | 5915.2738 | 0.10435 | 0.84834 | N/A | N/A | N/A | N/A | -17.3996 | -69.6824 | N/A | 9057.6 | 1.299 | 0.75585 | 18.94% | 9928.35 | 576.21 | 4846.0495 | 3.9897 | 134149.05 | 11324.8
HPWH_TankInside_NotDucted | HPWH in interior closet, not ducted |  | 240V Fed. Min. HPWH, Interior Closet, Not Ducted | SCG | SCE | CZ14 | Pre1978 | Std | Mixed-fuel | Mixed-fuel | -729.35 | 124.782 | 4412.5691 | 6634.2911 | 3289.1089 | -60.8394 | 80.0429 | N/A | 381.9683 | 4386.5614 | 0.057575 | 0.6612 | 3555.5342 | 7767.4181 | 0.53593 | 1.1708 | N/A | N/A | N/A | N/A | -72.5281 | 55.1275 | N/A | 9923.4 | 1.4958 | 0.65068 | 16.31% | 9928.35 | 576.21 | 4846.0495 | 3.9897 | 134149.05 | 10657.7
HPWH_TankInside_Ducted | HPWH in interior closet, ducted outside |  | 240V Fed. Min. HPWH, Interior Closet, Ducted | SCG | SCE | CZ14 | Pre1978 | Std | Mixed-fuel | Mixed-fuel | -1415.65 | 165.219 | 5491.8272 | 7713.5493 | 2592.8007 | -261.7523 | -59.5357 | N/A | -3477.1469 | 1789.4272 | 0 | 0.23198 | 1078.0568 | 6642.1674 | 0.13976 | 0.8611 | N/A | N/A | N/A | N/A | -20.981 | -92.2443 | N/A | 10306.35 | 1.3361 | 0.82021 | 20.56% | 9928.35 | 576.21 | 4846.0495 | 3.9897 | 134149.05 | 11344
HPSH_9.5HSPF2_17SEER2 | New HPSH 9.5 HSPF2, 17 SEER2 |  | High Efficiency HPSH | SCG | SCE | CZ14 | Pre1978 | Std | Mixed-fuel | Mixed-fuel | -2573.08 | 321.615 | 4148.5785 | 7065.961 | 9667.289 | -223.0685 | -63.6586 | N/A | -5.4305 | 11392.9326 | 0 | 1.6124 | 3585.4926 | 15218.4073 | 0.50743 | 2.1538 | N/A | N/A | N/A | N/A | -18.5978 | -65.1691 | N/A | 16733.25 | 2.3681 | 1.3669 | 37.81% | 7195.36 | 529.529 | 3528.1405 | 3.6149 | 110073.15 | 9768.44
MSHP | Ducted MSHP 9.5 HSPF2, 16.5 SEER2 |  | High Eff MSHP | SCG | SCE | CZ14 | Pre1978 | Std | Mixed-fuel | Mixed-fuel | -2626.44 | 321.615 | 1421.1983 | 3229.8412 | 13220.3588 | -245.9644 | -83.4095 | N/A | -521.1928 | 10843.4817 | 0 | 3.3573 | 3140.5776 | 14744.4314 | 0.97236 | 4.5651 | N/A | N/A | N/A | N/A | -5.7781 | -17.0388 | N/A | 16450.2 | 5.0932 | 1.3653 | 37.77% | 7195.36 | 529.529 | 3528.1405 | 3.6149 | 110073.15 | 9821.8
PV_3kW | 3kW PV |  | 3kW PV | SCG | SCE | CZ14 | Pre1978 | Std | Mixed-fuel | Mixed-fuel | 5448.32 | 0 | 9608.1502 | 11574.2633 | 4742.7367 | 1236.7218 | N/A | 1100.4822 | 27858.8397 | 29678.5215 | 2.407 | 2.5642 | N/A | N/A | N/A | N/A | 24789.8559 | 26409.0781 | 2.1418 | 2.2817 | 7.769 | N/A | 8.7309 | 16317 | 1.4098 | 0.16118 | 3.988% | 9928.35 | 585.144 | 4864.2062 | 4.042 | 135214.65 | 4480.03
AE | All Electric |  | All Electric | SCG | SCE | CZ14 | Pre1978 | Std | All Electric | Mixed-fuel | -3129.35 | 585.144 | 6454.0357 | 9682.6042 | 34406.5958 | 148.3796 | 554.7192 | N/A | 12039.0717 | 32574.5193 | 1.2434 | 3.3642 | 21192.4241 | 42325.7497 | 2.1887 | 4.3713 | N/A | N/A | N/A | N/A | 43.4968 | 11.6348 | N/A | 44089.2 | 4.5534 | 2.6567 | 65.73% | 9928.35 | 585.144 | 4864.2062 | 4.042 | 135214.65 | 13057.7
VCHP_base | Base VCHP |  | Base VCHP | SCG | SCE | CZ14 | Pre1978 | Std | Mixed-fuel | Mixed-fuel | -2368.81 | 288.777 | 13336.3685 | 21679.367 | -5245.817 | -219.2828 | -165.7217 | N/A | -476.1855 | 9628.7397 | 0 | 0.44414 | 730.3516 | 10914.0852 | 0.033689 | 0.50343 | N/A | N/A | N/A | N/A | -60.8181 | -80.4745 | N/A | 16433.55 | 0.75803 | 1.2193 | 36.39% | 6271.08 | 496.691 | 3073.2437 | 3.3504 | 102147.75 | 8639.89
VCHP_Fujitsu48 | Fujitsu 48 VCHP |  | Fujitsu 48 VCHP | SCG | SCE | CZ14 | Pre1978 | Std | Mixed-fuel | Mixed-fuel | -260.47 | 288.777 | 17266.2712 | 28131.7248 | 4652.1252 | 589.9716 | 454.9416 | N/A | 17753.3702 | 29049.0123 | 0.63108 | 1.0326 | 14711.6351 | 25808.5973 | 0.52296 | 0.91742 | N/A | N/A | N/A | N/A | 29.2663 | 37.9527 | N/A | 32783.85 | 1.1654 | 1.5241 | 45.49% | 6271.08 | 496.691 | 3073.2437 | 3.3504 | 102147.75 | 6531.55
HPWH_PV | HPWH + 3kW PV |  | 240V Fed. Min. HPWH + 3kW PV | SCG | SCE | CZ14 | Pre1978 | Std | Mixed-fuel | Mixed-fuel | 4074.53 | 157.391 | 13940.1604 | 18127.9956 | 9544.3044 | 1126.0671 | N/A | 1037.8255 | 27655.7764 | 34661.595 | 1.5256 | 1.912 | N/A | N/A | N/A | N/A | 25668.0153 | 32543.9974 | 1.4159 | 1.7952 | 12.3795 | N/A | 13.4321 | 27672.3 | 1.5265 | 0.93048 | 23.32% | 9928.35 | 576.21 | 4846.0495 | 3.9897 | 134149.05 | 5853.82
HPSH_PV | HPSH + 3kW PV |  | HPSH + 3kW PV | SCG | SCE | CZ14 | Pre1978 | Std | Mixed-fuel | Mixed-fuel | 1998.99 | 321.615 | 10780.1756 | 13753.1352 | 12637.1148 | 624.5911 | N/A | 690.068 | 19089.2529 | 31734.8412 | 1.388 | 2.3075 | N/A | N/A | N/A | N/A | 20564.2102 | 33306.1396 | 1.4952 | 2.4217 | 17.2596 | N/A | 15.6219 | 26390.25 | 1.9189 | 1.405 | 38.87% | 7195.36 | 529.529 | 3528.1405 | 3.6149 | 110073.15 | 5196.37
HPSH_RCV_300CFM | New HPSH |  | Heat Pump Space Heater | SDGE | SDGE | CZ14 | Pre1978 | Std | Mixed-fuel | Mixed-fuel | -3449.34 | 321.615 | 1172.0255 | 2178.8719 | 7894.3781 | -722.6 | -155.2963 | N/A | -12349.4408 | 4663.6029 | 0 | 2.1404 | 1381.8115 | 18277.6082 | 0.63419 | 8.3886 | N/A | N/A | N/A | N/A | -1.622 | -7.547 | N/A | 10073.25 | 4.6231 | 1.2438 | 34.41% | 7195.36 | 529.529 | 4861.4297 | 3.6149 | 110073.15 | 10644.7
DFHP_RCV_300CFM_35F | DFHP, Existing Furnace 35F |  | Dual Fuel Heat Pump (existing furnace) | SDGE | SDGE | CZ14 | Pre1978 | Std | Mixed-fuel | Mixed-fuel | -1917.94 | 181.393 | 1960.2499 | 948.7304 | 5422.6696 | -305.8047 | -13.555 | N/A | -4511.7519 | 5032.1863 | 0 | 5.3041 | 2561.9792 | 12045.5169 | 2.7004 | 12.6965 | N/A | N/A | N/A | N/A | -6.4101 | -144.6141 | N/A | 6371.4 | 6.7157 | 0.72997 | 19.93% | 7195.36 | 537.775 | 4883.7261 | 3.6631 | 108274.95 | 9113.3
RaisedFloorInsulation_R19 | Raised Floor Insulation: R-19 |  | Raised Floor Insulation: R-19 | SDGE | SDGE | CZ14 | Pre1978 | Std | Mixed-fuel | Mixed-fuel | 61.3 | 97.268 | 3632.776 | 3632.776 | 9437.474 | 299.7718 | N/A | N/A | 8805.7133 | 13828.1794 | 2.424 | 3.8065 | N/A | N/A | N/A | N/A | N/A | N/A | N/A | N/A | 12.1185 | N/A | N/A | 13070.25 | 3.5979 | 0.58666 | 12.89% | 10998.8 | 663.715 | 7517.0744 | 4.5528 | 151798.05 | 10937.5
RaisedFloorInsulation_R30 | Raised Floor Insulation: R-30vs0 |  | Raised Floor Insulation: R-30vsR0 | SDGE | SDGE | CZ14 | Pre1978 | Std | Mixed-fuel | Mixed-fuel | 59.5 | 110.618 | 4112.6252 | 4112.6252 | 10705.8748 | 334.4291 | N/A | N/A | 9857.4531 | 15571.0962 | 2.3969 | 3.7862 | N/A | N/A | N/A | N/A | N/A | N/A | N/A | N/A | 12.2974 | N/A | N/A | 14818.5 | 3.6032 | 0.66702 | 14.65% | 10998.8 | 663.715 | 7517.0744 | 4.5528 | 151798.05 | 10939.3
WallInsulation_R13 | Wall Insulation: R-13 |  | Wall Insulation: R-13 | SDGE | SDGE | CZ14 | Pre1978 | Std | Mixed-fuel | Mixed-fuel | 416.66 | 59.727 | 2950.4997 | 2950.4997 | 7139.4003 | 412.0496 | N/A | N/A | 10928.7419 | 13977.4778 | 3.704 | 4.7373 | N/A | N/A | N/A | N/A | N/A | N/A | N/A | N/A | 7.1605 | N/A | N/A | 10089.9 | 3.4197 | 0.37122 | 9.184% | 9928.35 | 585.144 | 6680.16 | 4.042 | 135214.65 | 9511.69
AtticInsulation_R38_infil | Attic Insulation: R-38 |  | Attic Insulation: R-38 | SDGE | SDGE | CZ14 | Pre1978 | Std | Mixed-fuel | Mixed-fuel | 901.85 | 51.586 | 6762.2571 | 6762.2571 | 4992.6429 | 670.1609 | N/A | N/A | 17048.1317 | 19623.4912 | 2.5211 | 2.9019 | N/A | N/A | N/A | N/A | N/A | N/A | N/A | N/A | 10.0905 | N/A | N/A | 11754.9 | 1.7383 | 0.3364 | 8.323% | 9928.35 | 585.144 | 6680.16 | 4.042 | 135214.65 | 9026.5
AtticInsulation_R49_infil | Attic Insulation: R-49 |  | Attic Insulation: R-49 | SDGE | SDGE | CZ14 | Pre1978 | Std | Mixed-fuel | Mixed-fuel | 1009.76 | 55.942 | 7446.0183 | 7446.0183 | 5457.7317 | 748.5612 | N/A | N/A | 19015.5982 | 21803.8418 | 2.5538 | 2.9283 | N/A | N/A | N/A | N/A | N/A | N/A | N/A | N/A | 9.9471 | N/A | N/A | 12903.75 | 1.733 | 0.36574 | 9.048% | 9928.35 | 585.144 | 6680.16 | 4.042 | 135214.65 | 8918.59
Windows_0.28UFactor0.23SHGC | New Windows: 0.28 U-factor, 0.23 SHGC |  | Window Upgrade: 0.28 vs 0.30 U-factor | SDGE | SDGE | CZ14 | Pre1978 | Std | Mixed-fuel | Mixed-fuel | 1692.15 | 26.749 | 11462.7824 | 11462.7824 | 1091.3176 | 1061.604 | N/A | N/A | 26127.9564 | 27327.2131 | 2.2794 | 2.384 | N/A | N/A | N/A | N/A | N/A | N/A | N/A | N/A | 10.7976 | N/A | N/A | 12554.1 | 1.0952 | 0.20677 | 5.116% | 9928.35 | 585.144 | 6680.16 | 4.042 | 135214.65 | 8236.2
Roof_RB | Roofing: Radiant Barrier |  | Radiant Barrier (at roof replacement) | SDGE | SDGE | CZ14 | Pre1978 | Std | Mixed-fuel | Mixed-fuel | 584.58 | 16.942 | 892.9455 | 892.9455 | 4335.1545 | 379.057 | N/A | N/A | 9446.622 | 10259.812 | 10.5792 | 11.4899 | N/A | N/A | N/A | N/A | N/A | N/A | N/A | N/A | 2.3557 | N/A | N/A | 5228.1 | 5.8549 | 0.11444 | 2.831% | 9928.35 | 585.144 | 6680.16 | 4.042 | 135214.65 | 9343.77
Roof_0.20Ref | Roofing: Steep Sloped, 0.20 Ref. |  | 0.20 Solar Reflectance Cool Roof (at roof replacement) | SDGE | SDGE | CZ14 | Pre1978 | Std | Mixed-fuel | Mixed-fuel | 433.41 | -11.656 | 892.9455 | 1203.407 | -304.307 | 220.3539 | N/A | N/A | 5148.1591 | 4494.5013 | 4.278 | 3.7348 | N/A | N/A | N/A | N/A | N/A | N/A | N/A | N/A | 4.0523 | N/A | N/A | 899.1 | 0.74713 | -0.05645 | -1.397% | 9928.35 | 585.144 | 6680.16 | 4.042 | 135214.65 | 9494.94
Roof_0.25Ref | Roofing: Steep Sloped, 0.25 Ref. vs. 0.20 Ref |  | Roofing Upgrade: 0.25 vs. 0.20 Solar Reflectance (at roof replacement) | SDGE | SDGE | CZ14 | Pre1978 | Std | Mixed-fuel | Mixed-fuel | 636.74 | -17.684 | 1785.8911 | 2406.8139 | -1108.1139 | 321.1962 | N/A | N/A | 7493.1507 | 6504.2585 | 3.1133 | 2.7024 | N/A | N/A | N/A | N/A | N/A | N/A | N/A | N/A | 5.5601 | N/A | N/A | 1298.7 | 0.53959 | -0.08551 | -2.116% | 9928.35 | 585.144 | 6680.16 | 4.042 | 135214.65 | 9291.61
Ducts_R6 | New Ducts: R-6 |  | New Ducts: R-6 | SDGE | SDGE | CZ14 | Pre1978 | Std | Mixed-fuel | Mixed-fuel | 2132.43 | 70.032 | 4808.3746 | 4808.3746 | 16486.9754 | 1456.2155 | N/A | N/A | 36369.6251 | 39751.927 | 7.5638 | 8.2672 | N/A | N/A | N/A | N/A | N/A | N/A | N/A | N/A | 3.302 | N/A | N/A | 21295.35 | 4.4288 | 0.50051 | 12.38% | 9928.35 | 585.144 | 6680.16 | 4.042 | 135214.65 | 7795.92
Ducts_R8 | New Ducts: R-8 |  | New Ducts: R-8 | SDGE | SDGE | CZ14 | Pre1978 | Std | Mixed-fuel | Mixed-fuel | 2183.54 | 73.244 | 6311.1144 | 6311.1144 | 15683.5356 | 1495.1588 | N/A | N/A | 37363.7276 | 40906.9335 | 5.9203 | 6.4817 | N/A | N/A | N/A | N/A | N/A | N/A | N/A | N/A | 4.221 | N/A | N/A | 21994.65 | 3.4851 | 0.52107 | 12.89% | 9928.35 | 585.144 | 6680.16 | 4.042 | 135214.65 | 7744.81
DuctSealing_10% | Duct Sealing: 10% |  | Duct Sealing: 10% | SDGE | SDGE | CZ14 | Pre1978 | Std | Mixed-fuel | Mixed-fuel | 994.17 | 47.369 | 2589.5542 | 2589.5542 | 9015.4958 | 714.5579 | N/A | N/A | 18054.8909 | 20398.5174 | 6.9722 | 7.8772 | N/A | N/A | N/A | N/A | N/A | N/A | N/A | N/A | 3.624 | N/A | N/A | 11605.05 | 4.4815 | 0.31398 | 7.768% | 9928.35 | 585.144 | 6680.16 | 4.042 | 135214.65 | 8934.18
HPWH | HPWH |  | 240V Fed. Min. HPWH | SDGE | SDGE | CZ14 | Pre1978 | Std | Mixed-fuel | Mixed-fuel | -1373.75 | 157.391 | 4332.0102 | 6553.7323 | 2903.4677 | -295.9858 | 312.0398 | N/A | -4794.2868 | 3041.1398 | 0 | 0.46403 | 9922.612 | 17632.3755 | 1.514 | 2.6904 | N/A | N/A | N/A | N/A | -14.6359 | 13.8829 | N/A | 9457.2 | 1.443 | 0.7693 | 19.28% | 9928.35 | 576.21 | 6656.4594 | 3.9897 | 134149.05 | 11302.1
HPWH_HighEfficiency | High Efficiency HPWH |  | 240V Market Std. NEEA HPWH | SDGE | SDGE | CZ14 | Pre1978 | Std | Mixed-fuel | Mixed-fuel | -1069.55 | 157.603 | 5192.8306 | 7967.0806 | 3654.6194 | -134.9529 | 433.8225 | N/A | -893.2078 | 6920.0035 | 0 | 0.86857 | 12873.6634 | 20569.3235 | 1.6159 | 2.5818 | N/A | N/A | N/A | N/A | -38.4788 | 11.9699 | N/A | 11621.7 | 1.4587 | 0.80417 | 20.16% | 9928.35 | 576.21 | 6656.4594 | 3.9897 | 134149.05 | 10997.9
HPWH_HighEfficiency_DR | High Efficiency HPWH with Demand Response |  | 240V Market Std. NEEA HPWH + DR | SDGE | SDGE | CZ14 | Pre1978 | Std | Mixed-fuel | Mixed-fuel | -873.75 | 157.671 | 5192.8306 | 7967.0806 | 5153.1194 | -22.5854 | 524.2628 | N/A | 1827.6585 | 9621.1786 | 0.2294 | 1.2076 | 15063.7935 | 22744.2942 | 1.8908 | 2.8548 | N/A | N/A | N/A | N/A | -229.9203 | 9.905 | N/A | 13120.2 | 1.6468 | 0.83438 | 20.91% | 9928.35 | 576.21 | 6656.4594 | 3.9897 | 134149.05 | 10802.1
HPWH_120V | 120V HPWH |  | 120V Market Std. NEEA HPWH | SDGE | SDGE | CZ14 | Pre1978 | Std | Mixed-fuel | Mixed-fuel | -819.75 | 158.083 | 2892.8863 | 4272.7328 | 9563.4172 | 10.4388 | 542.749 | N/A | 2633.5172 | 10441.6295 | 0.61635 | 2.4438 | 15517.7694 | 23215.8669 | 3.6318 | 5.4335 | N/A | N/A | N/A | N/A | 277.1284 | 5.3301 | N/A | 13836.15 | 3.2382 | 0.85914 | 21.53% | 9928.35 | 576.21 | 6656.4594 | 3.9897 | 134149.05 | 10748.1
HPWH_TankOutside | HPWH in Exterior Closet |  | 240V Fed. Min. HPWH, Exterior Closet | SDGE | SDGE | CZ14 | Pre1978 | Std | Mixed-fuel | Mixed-fuel | -1396.45 | 155.83 | 4751.0613 | 6972.7834 | 2084.8166 | -313.8821 | 297.7757 | N/A | -5252.3126 | 2505.2752 | 0 | 0.35929 | 9552.502 | 17183.676 | 1.37 | 2.4644 | N/A | N/A | N/A | N/A | -15.1365 | 15.9552 | N/A | 9057.6 | 1.299 | 0.75585 | 18.94% | 9928.35 | 576.21 | 6656.4594 | 3.9897 | 134149.05 | 11324.8
HPWH_TankInside_NotDucted | HPWH in interior closet, not ducted |  | 240V Fed. Min. HPWH, Interior Closet, Not Ducted | SDGE | SDGE | CZ14 | Pre1978 | Std | Mixed-fuel | Mixed-fuel | -729.35 | 124.782 | 4412.5691 | 6634.2911 | 3289.1089 | -29.749 | 487.9634 | N/A | 1133.556 | 7220.3906 | 0.17086 | 1.0883 | 13664.4769 | 19644.3139 | 2.0597 | 2.961 | N/A | N/A | N/A | N/A | -148.3266 | 9.0428 | N/A | 9923.4 | 1.4958 | 0.65068 | 16.31% | 9928.35 | 576.21 | 6656.4594 | 3.9897 | 134149.05 | 10657.7
HPWH_TankInside_Ducted | HPWH in interior closet, ducted outside |  | 240V Fed. Min. HPWH, Interior Closet, Ducted | SDGE | SDGE | CZ14 | Pre1978 | Std | Mixed-fuel | Mixed-fuel | -1415.65 | 165.219 | 5491.8272 | 7713.5493 | 2592.8007 | -304.3486 | 306.2095 | N/A | -4872.5415 | 3371.926 | 0 | 0.43714 | 9905.6575 | 18023.9384 | 1.2842 | 2.3367 | N/A | N/A | N/A | N/A | -18.0445 | 17.9349 | N/A | 10306.35 | 1.3361 | 0.82021 | 20.56% | 9928.35 | 576.21 | 6656.4594 | 3.9897 | 134149.05 | 11344
HPSH_9.5HSPF2_17SEER2 | New HPSH 9.5 HSPF2, 17 SEER2 |  | High Efficiency HPSH | SDGE | SDGE | CZ14 | Pre1978 | Std | Mixed-fuel | Mixed-fuel | -2573.08 | 321.615 | 4148.5785 | 7065.961 | 9667.289 | -239.1268 | 196.9753 | N/A | -647.2575 | 16265.8648 | 0 | 2.302 | 9908.3365 | 26731.3278 | 1.4023 | 3.7831 | N/A | N/A | N/A | N/A | -17.3489 | 21.0614 | N/A | 16733.25 | 2.3681 | 1.3669 | 37.81% | 7195.36 | 529.529 | 4861.4297 | 3.6149 | 110073.15 | 9768.44
MSHP | Ducted MSHP 9.5 HSPF2, 16.5 SEER2 |  | High Eff MSHP | SDGE | SDGE | CZ14 | Pre1978 | Std | Mixed-fuel | Mixed-fuel | -2626.44 | 321.615 | 1421.1983 | 3229.8412 | 13220.3588 | -271.1672 | 170.7036 | N/A | -1422.7773 | 15496.967 | 0 | 4.7981 | 9272.4439 | 26100.8649 | 2.8709 | 8.0812 | N/A | N/A | N/A | N/A | -5.241 | 8.3255 | N/A | 16450.2 | 5.0932 | 1.3653 | 37.77% | 7195.36 | 529.529 | 4861.4297 | 3.6149 | 110073.15 | 9821.8
PV_3kW | 3kW PV |  | 3kW PV | SDGE | SDGE | CZ14 | Pre1978 | Std | Mixed-fuel | Mixed-fuel | 5448.32 | 0 | 9608.1502 | 11574.2633 | 4742.7367 | 1454.4753 | N/A | 1391.2616 | 35204.7139 | 34904.1116 | 3.0416 | 3.0157 | N/A | N/A | N/A | N/A | 33674.6634 | 33387.1257 | 2.9094 | 2.8846 | 6.6059 | N/A | 6.9061 | 16317 | 1.4098 | 0.16118 | 3.988% | 9928.35 | 585.144 | 6680.16 | 4.042 | 135214.65 | 4480.03
AE | All Electric |  | All Electric | SDGE | SDGE | CZ14 | Pre1978 | Std | All Electric | Mixed-fuel | -3129.35 | 585.144 | 6454.0357 | 9682.6042 | 34406.5958 | 271.1297 | 1123.667 | N/A | 15272.731 | 43790.0691 | 1.5773 | 4.5226 | 35907.8912 | 64249.032 | 3.7085 | 6.6355 | N/A | N/A | N/A | N/A | 23.8042 | 5.7437 | N/A | 44089.2 | 4.5534 | 2.6567 | 65.73% | 9928.35 | 585.144 | 6680.16 | 4.042 | 135214.65 | 13057.7
VCHP_base | Base VCHP |  | Base VCHP | SDGE | SDGE | CZ14 | Pre1978 | Std | Mixed-fuel | Mixed-fuel | -2368.81 | 288.777 | 13336.3685 | 21679.367 | -5245.817 | -212.0588 | 68.1295 | N/A | -518.6764 | 14661.4199 | 0 | 0.67628 | 6263.1161 | 21385.3047 | 0.2889 | 0.98644 | N/A | N/A | N/A | N/A | -62.8899 | 195.7503 | N/A | 16433.55 | 0.75803 | 1.2193 | 36.39% | 6271.08 | 496.691 | 4262.7272 | 3.3504 | 102147.75 | 8639.89
VCHP_Fujitsu48 | Fujitsu 48 VCHP |  | Fujitsu 48 VCHP | SDGE | SDGE | CZ14 | Pre1978 | Std | Mixed-fuel | Mixed-fuel | -260.47 | 288.777 | 17266.2712 | 28131.7248 | 4652.1252 | 812.9081 | 879.7425 | N/A | 24290.0401 | 39258.3023 | 0.86344 | 1.3955 | 25907.7273 | 40862.1765 | 0.92094 | 1.4525 | N/A | N/A | N/A | N/A | 21.2401 | 19.6265 | N/A | 32783.85 | 1.1654 | 1.5241 | 45.49% | 6271.08 | 496.691 | 4262.7272 | 3.3504 | 102147.75 | 6531.55
HPWH_PV | HPWH + 3kW PV |  | 240V Fed. Min. HPWH + 3kW PV | SDGE | SDGE | CZ14 | Pre1978 | Std | Mixed-fuel | Mixed-fuel | 4074.53 | 157.391 | 13940.1604 | 18127.9956 | 9544.3044 | 1379.7952 | N/A | 1368.9866 | 35766.9986 | 43256.0846 | 1.973 | 2.3861 | N/A | N/A | N/A | N/A | 35505.3846 | 42996.7045 | 1.9586 | 2.3718 | 10.1031 | N/A | 10.1828 | 27672.3 | 1.5265 | 0.93048 | 23.32% | 9928.35 | 576.21 | 6656.4594 | 3.9897 | 134149.05 | 5853.82
HPSH_PV | HPSH + 3kW PV |  | HPSH + 3kW PV | SDGE | SDGE | CZ14 | Pre1978 | Std | Mixed-fuel | Mixed-fuel | 1998.99 | 321.615 | 10780.1756 | 13753.1352 | 12637.1148 | 747.5199 | N/A | 1215.9911 | 23233.9412 | 39943.1492 | 1.6894 | 2.9043 | N/A | N/A | N/A | N/A | 34573.0096 | 51185.3968 | 2.5138 | 3.7217 | 14.4213 | N/A | 8.8653 | 26390.25 | 1.9189 | 1.405 | 38.87% | 7195.36 | 529.529 | 4861.4297 | 3.6149 | 110073.15 | 5196.37
HPSH_RCV_300CFM | New HPSH |  | Heat Pump Space Heater | SCG | SCE | CZ15 | Pre1978 | Std | Mixed-fuel | Mixed-fuel | -327.7 | 34.783 | 1323.7175 | 2809.3951 | -1677.1951 | -189.4787 | -57.255 | N/A | -3780.3219 | -2919.1781 | 0 | 0 | -801.8023 | 253.8923 | 0 | 0.090373 | N/A | N/A | N/A | N/A | -6.9861 | -23.1197 | N/A | 1132.2 | 0.403 | 0.12472 | 6.424% | 12478.2 | 214.899 | 4880.587 | 1.9416 | 103945.95 | 12805.9
DFHP_RCV_300CFM_35F | DFHP, Existing Furnace 35F |  | Dual Fuel Heat Pump (existing furnace) | SCG | SCE | CZ15 | Pre1978 | Std | Mixed-fuel | Mixed-fuel | -272 | 33.022 | 1906.2631 | 1373.5748 | -374.5748 | -175.8653 | -47.1795 | N/A | -3499.1458 | -2677.5059 | 0 | 0 | -600.3231 | 410.6619 | 0 | 0.29897 | N/A | N/A | N/A | N/A | -10.8393 | -40.4044 | N/A | 999 | 0.7273 | 0.12876 | 6.614% | 12478.2 | 215.791 | 4882.2317 | 1.9468 | 103746.15 | 12750.2
RaisedFloorInsulation_R19 | Raised Floor Insulation: R-19 |  | Raised Floor Insulation: R-19 | SCG | SCE | CZ15 | Pre1978 | Std | Mixed-fuel | Mixed-fuel | 904.1 | 7.515 | 3632.776 | 3632.776 | 3526.724 | 403.58 | N/A | N/A | 9195.98 | 10034.6146 | 2.5314 | 2.7622 | N/A | N/A | N/A | N/A | N/A | N/A | N/A | N/A | 9.0014 | N/A | N/A | 7159.5 | 1.9708 | 0.09847 | 4.092% | 21097.8 | 239.174 | 8657.5659 | 2.4063 | 158724.45 | 20193.7
RaisedFloorInsulation_R30 | Raised Floor Insulation: R-30vs0 |  | Raised Floor Insulation: R-30vsR0 | SCG | SCE | CZ15 | Pre1978 | Std | Mixed-fuel | Mixed-fuel | 1019.5 | 8.642 | 4112.6252 | 4112.6252 | 3979.2748 | 454.3987 | N/A | N/A | 10356.4924 | 11306.7007 | 2.5182 | 2.7493 | N/A | N/A | N/A | N/A | N/A | N/A | N/A | N/A | 9.0507 | N/A | N/A | 8091.9 | 1.9676 | 0.11255 | 4.677% | 21097.8 | 239.174 | 8657.5659 | 2.4063 | 158724.45 | 20078.3
WallInsulation_R13 | Wall Insulation: R-13 |  | Wall Insulation: R-13 | SCG | SCE | CZ15 | Pre1978 | Std | Mixed-fuel | Mixed-fuel | 1082 | 11.354 | 2950.4997 | 2950.4997 | 4974.9003 | 494.2382 | N/A | N/A | 11290.3744 | 12384.3394 | 3.8266 | 4.1974 | N/A | N/A | N/A | N/A | N/A | N/A | N/A | N/A | 5.9698 | N/A | N/A | 7925.4 | 2.6861 | 0.10486 | 4.728% | 19482.4 | 220.521 | 7926.6281 | 2.218 | 146070.45 | 18400.4
AtticInsulation_R38_infil | Attic Insulation: R-38 |  | Attic Insulation: R-38 | SCG | SCE | CZ15 | Pre1978 | Std | Mixed-fuel | Mixed-fuel | 1703.6 | 11.02 | 6762.2571 | 6762.2571 | 4459.8429 | 760.7069 | N/A | N/A | 17288.3303 | 18763.5949 | 2.5566 | 2.7748 | N/A | N/A | N/A | N/A | N/A | N/A | N/A | N/A | 8.8894 | N/A | N/A | 11222.1 | 1.6595 | 0.1173 | 5.289% | 19482.4 | 220.521 | 7926.6281 | 2.218 | 146070.45 | 17778.8
AtticInsulation_R49_infil | Attic Insulation: R-49 |  | Attic Insulation: R-49 | SCG | SCE | CZ15 | Pre1978 | Std | Mixed-fuel | Mixed-fuel | 1892.2 | 12.057 | 7446.0183 | 7446.0183 | 4941.5817 | 847.5909 | N/A | N/A | 19259.8549 | 20896.4667 | 2.5866 | 2.8064 | N/A | N/A | N/A | N/A | N/A | N/A | N/A | N/A | 8.7849 | N/A | N/A | 12387.6 | 1.6637 | 0.12856 | 5.796% | 19482.4 | 220.521 | 7926.6281 | 2.218 | 146070.45 | 17590.2
Windows_0.28UFactor0.23SHGC | New Windows: 0.28 U-factor, 0.23 SHGC |  | Window Upgrade: 0.28 vs 0.30 U-factor | SCG | SCE | CZ15 | Pre1978 | Std | Mixed-fuel | Mixed-fuel | 3406.3 | 3.733 | 11462.7824 | 11462.7824 | 7668.0676 | 1454.8423 | N/A | N/A | 32824.979 | 35088.6705 | 2.8636 | 3.0611 | N/A | N/A | N/A | N/A | N/A | N/A | N/A | N/A | 7.8791 | N/A | N/A | 19130.85 | 1.669 | 0.10202 | 4.6% | 19482.4 | 220.521 | 7926.6281 | 2.218 | 146070.45 | 16076.1
Roof_RB | Roofing: Radiant Barrier |  | Radiant Barrier (at roof replacement) | SCG | SCE | CZ15 | Pre1978 | Std | Mixed-fuel | Mixed-fuel | 1024.3 | 3.397 | 892.9455 | 892.9455 | 4867.9545 | 440.7855 | N/A | N/A | 9976.3738 | 10734.9276 | 11.1724 | 12.0219 | N/A | N/A | N/A | N/A | N/A | N/A | N/A | N/A | 2.0258 | N/A | N/A | 5760.9 | 6.4516 | 0.03629 | 1.636% | 19482.4 | 220.521 | 7926.6281 | 2.218 | 146070.45 | 18458.1
Roof_0.20Ref | Roofing: Steep Sloped, 0.20 Ref. |  | 0.20 Solar Reflectance Cool Roof (at roof replacement) | SCG | SCE | CZ15 | Pre1978 | Std | Mixed-fuel | Mixed-fuel | 773.5 | -2.692 | 892.9455 | 1203.407 | 2725.993 | 324.5098 | N/A | N/A | 7273.0546 | 7664.1612 | 6.0437 | 6.3687 | N/A | N/A | N/A | N/A | N/A | N/A | N/A | N/A | 2.7517 | N/A | N/A | 3929.4 | 3.2652 | 0.0046 | 0.2074% | 19482.4 | 220.521 | 7926.6281 | 2.218 | 146070.45 | 18708.9
Roof_0.25Ref | Roofing: Steep Sloped, 0.25 Ref. vs. 0.20 Ref |  | Roofing Upgrade: 0.25 vs. 0.20 Solar Reflectance (at roof replacement) | SCG | SCE | CZ15 | Pre1978 | Std | Mixed-fuel | Mixed-fuel | 1165.9 | -4.115 | 1785.8911 | 2406.8139 | 3503.9361 | 489.3327 | N/A | N/A | 10966.391 | 11554.4052 | 4.5564 | 4.8007 | N/A | N/A | N/A | N/A | N/A | N/A | N/A | N/A | 3.6496 | N/A | N/A | 5910.75 | 2.4558 | 0.00648 | 0.2922% | 19482.4 | 220.521 | 7926.6281 | 2.218 | 146070.45 | 18316.5
Ducts_R6 | New Ducts: R-6 |  | New Ducts: R-6 | SCG | SCE | CZ15 | Pre1978 | Std | Mixed-fuel | Mixed-fuel | 4886 | 8.146 | 4808.3746 | 4808.3746 | 24478.9754 | 2128.3752 | N/A | N/A | 48058.706 | 51457.053 | 9.9948 | 10.7015 | N/A | N/A | N/A | N/A | N/A | N/A | N/A | N/A | 2.2592 | N/A | N/A | 29287.35 | 6.0909 | 0.20576 | 9.277% | 19482.4 | 220.521 | 7926.6281 | 2.218 | 146070.45 | 14596.4
Ducts_R8 | New Ducts: R-8 |  | New Ducts: R-8 | SCG | SCE | CZ15 | Pre1978 | Std | Mixed-fuel | Mixed-fuel | 4979.6 | 8.668 | 6311.1144 | 6311.1144 | 23558.9856 | 2169.9968 | N/A | N/A | 49003.6072 | 52480.2927 | 7.7647 | 8.3155 | N/A | N/A | N/A | N/A | N/A | N/A | N/A | N/A | 2.9084 | N/A | N/A | 29870.1 | 4.7329 | 0.21113 | 9.519% | 19482.4 | 220.521 | 7926.6281 | 2.218 | 146070.45 | 14502.8
DuctSealing_10% | Duct Sealing: 10% |  | Duct Sealing: 10% | SCG | SCE | CZ15 | Pre1978 | Std | Mixed-fuel | Mixed-fuel | 2382.2 | 4.73 | 2589.5542 | 2589.5542 | 11413.0958 | 1030.9034 | N/A | N/A | 23288.7947 | 24960.521 | 8.9934 | 9.6389 | N/A | N/A | N/A | N/A | N/A | N/A | N/A | N/A | 2.5119 | N/A | N/A | 14002.65 | 5.4074 | 0.09477 | 4.273% | 19482.4 | 220.521 | 7926.6281 | 2.218 | 146070.45 | 17100.2
HPWH | HPWH |  | 240V Fed. Min. HPWH | SCG | SCE | CZ15 | Pre1978 | Std | Mixed-fuel | Mixed-fuel | -686.6 | 128.6739 | 4332.0102 | 6553.7323 | 4335.3677 | -65.6993 | 409.7733 | N/A | 156.5906 | 3883.2626 | 0.023893 | 0.59253 | 10867.258 | 15293.5287 | 1.6582 | 2.3336 | N/A | N/A | N/A | N/A | -65.9369 | 10.5717 | N/A | 10889.1 | 1.6615 | 0.6842 | 31.57% | 19482.4 | 211.864 | 7911.6637 | 2.1674 | 145021.5 | 20169
HPWH_HighEfficiency | High Efficiency HPWH |  | 240V Market Std. NEEA HPWH | SCG | SCE | CZ15 | Pre1978 | Std | Mixed-fuel | Mixed-fuel | -568.4 | 128.7258 | 5192.8306 | 7967.0806 | 3787.8194 | -15.4294 | 448.8537 | N/A | 1289.7026 | 5092.0085 | 0.16188 | 0.63913 | 11748.3107 | 16233.7512 | 1.4746 | 2.0376 | N/A | N/A | N/A | N/A | -336.554 | 11.5691 | N/A | 11754.9 | 1.4754 | 0.69878 | 32.24% | 19482.4 | 211.864 | 7911.6637 | 2.1674 | 145021.5 | 20050.8
HPWH_HighEfficiency_DR | High Efficiency HPWH with Demand Response |  | 240V Market Std. NEEA HPWH + DR | SCG | SCE | CZ15 | Pre1978 | Std | Mixed-fuel | Mixed-fuel | -484.1 | 128.7469 | 5192.8306 | 7967.0806 | 4570.3694 | 28.3947 | 492.2105 | N/A | 2277.1923 | 6144.6599 | 0.28583 | 0.77126 | 12725.2734 | 17275.1881 | 1.5972 | 2.1683 | N/A | N/A | N/A | N/A | 182.88 | 10.55 | N/A | 12537.45 | 1.5737 | 0.71673 | 33.07% | 19482.4 | 211.864 | 7911.6637 | 2.1674 | 145021.5 | 19966.5
HPWH_120V | 120V HPWH |  | 120V Market Std. NEEA HPWH | SCG | SCE | CZ15 | Pre1978 | Std | Mixed-fuel | Mixed-fuel | -560.8 | 128.8762 | 2892.8863 | 4272.7328 | 7731.9172 | -2.8268 | 470.7885 | N/A | 1575.6644 | 5401.3539 | 0.36877 | 1.2641 | 12244.4945 | 16767.0499 | 2.8657 | 3.9242 | N/A | N/A | N/A | N/A | -1023.3613 | 6.1448 | N/A | 12004.65 | 2.8096 | 0.70812 | 32.67% | 19482.4 | 211.864 | 7911.6637 | 2.1674 | 145021.5 | 20043.2
HPWH_TankOutside | HPWH in Exterior Closet |  | 240V Fed. Min. HPWH, Exterior Closet | SCG | SCE | CZ15 | Pre1978 | Std | Mixed-fuel | Mixed-fuel | -692 | 128.3107 | 4751.0613 | 6972.7834 | 3816.4166 | -69.2056 | 406.3999 | N/A | 72.5968 | 3782.4043 | 0.010411 | 0.54245 | 10786.257 | 15195.8587 | 1.5469 | 2.1793 | N/A | N/A | N/A | N/A | -68.6514 | 11.6906 | N/A | 10789.2 | 1.5473 | 0.67999 | 31.37% | 19482.4 | 211.864 | 7911.6637 | 2.1674 | 145021.5 | 20174.4
HPWH_TankInside_NotDucted | HPWH in interior closet, not ducted |  | 240V Fed. Min. HPWH, Interior Closet, Not Ducted | SCG | SCE | CZ15 | Pre1978 | Std | Mixed-fuel | Mixed-fuel | -281 | 121.7125 | 4412.5691 | 6634.2911 | 5953.1089 | 89.3091 | 530.1696 | N/A | 3553.6947 | 7287.269 | 0.53566 | 1.0984 | 13484.6747 | 17866.9201 | 2.0326 | 2.6931 | N/A | N/A | N/A | N/A | 49.4078 | 8.3229 | N/A | 12587.4 | 1.8973 | 0.66897 | 30.87% | 19482.4 | 211.864 | 7911.6637 | 2.1674 | 145021.5 | 19763.4
HPWH_TankInside_Ducted | HPWH in interior closet, ducted outside |  | 240V Fed. Min. HPWH, Interior Closet, Ducted | SCG | SCE | CZ15 | Pre1978 | Std | Mixed-fuel | Mixed-fuel | -831.8 | 130.746 | 5491.8272 | 7713.5493 | 2609.4507 | -121.8147 | 364.5804 | N/A | -1079.0399 | 2631.5154 | 0 | 0.34115 | 9877.6703 | 14303.8953 | 1.2806 | 1.8544 | N/A | N/A | N/A | N/A | -45.0835 | 15.0634 | N/A | 10323 | 1.3383 | 0.69176 | 31.92% | 19482.4 | 211.864 | 7911.6637 | 2.1674 | 145021.5 | 20314.2
HPSH_9.5HSPF2_17SEER2 | New HPSH 9.5 HSPF2, 17 SEER2 |  | High Efficiency HPSH | SCG | SCE | CZ15 | Pre1978 | Std | Mixed-fuel | Mixed-fuel | 420.4 | 34.783 | 4346.127 | 7771.7742 | -1927.6242 | 123.5167 | 209.7628 | N/A | 3270.3238 | 4592.0012 | 0.4208 | 0.59086 | 5213.1358 | 6661.7136 | 0.67078 | 0.85717 | N/A | N/A | N/A | N/A | 35.1866 | 20.7192 | N/A | 5844.15 | 0.75197 | 0.16738 | 8.621% | 12478.2 | 214.899 | 4880.587 | 1.9416 | 103945.95 | 12057.8
MSHP | Ducted MSHP 9.5 HSPF2, 16.5 SEER2 |  | High Eff MSHP | SCG | SCE | CZ15 | Pre1978 | Std | Mixed-fuel | Mixed-fuel | 288.5 | 34.783 | 1400.8662 | 3577.9245 | 1550.2755 | 68.7438 | 164.5337 | N/A | 2036.4901 | 3277.576 | 0.56918 | 0.91606 | 4194.2878 | 5576.3166 | 1.1723 | 1.5585 | N/A | N/A | N/A | N/A | 20.3781 | 8.5142 | N/A | 5128.2 | 1.4333 | 0.16396 | 8.445% | 12478.2 | 214.899 | 4880.587 | 1.9416 | 103945.95 | 12189.7
PV_3kW | 3kW PV |  | 3kW PV | SCG | SCE | CZ15 | Pre1978 | Std | Mixed-fuel | Mixed-fuel | 5053.1 | 0 | 9608.1502 | 11574.2633 | 8355.7867 | 1491.6657 | N/A | 1561.2497 | 33601.7956 | 35796.5955 | 2.9031 | 3.0928 | N/A | N/A | N/A | N/A | 35169.2715 | 37466.4557 | 3.0386 | 3.237 | 6.4412 | N/A | 6.1541 | 19930.05 | 1.7219 | 0.15186 | 6.847% | 19482.4 | 220.521 | 7926.6281 | 2.218 | 146070.45 | 14429.3
AE | All Electric |  | All Electric | SCG | SCE | CZ15 | Pre1978 | Std | All Electric | Mixed-fuel | 4961.5 | 220.521 | 6605.7277 | 10313.1274 | 43433.0726 | 2505.0355 | 2711.8934 | N/A | 59355.7458 | 69878.3165 | 5.7554 | 6.7757 | 64015.5014 | 74842.4377 | 6.2072 | 7.257 | N/A | N/A | N/A | N/A | 2.637 | 2.4358 | N/A | 53746.2 | 5.2114 | 1.3074 | 58.94% | 19482.4 | 220.521 | 7926.6281 | 2.218 | 146070.45 | 14520.9
VCHP_base | Base VCHP |  | Base VCHP | SCG | SCE | CZ15 | Pre1978 | Std | Mixed-fuel | Mixed-fuel | 216.3 | 29.01 | 17846.9586 | 29085.1332 | -25255.6332 | 38.9485 | 47.2851 | N/A | 1284.4176 | 2292.6774 | 0.044161 | 0.078826 | 1472.2109 | 2492.737 | 0.050617 | 0.085705 | N/A | N/A | N/A | N/A | 458.2191 | 377.4328 | N/A | 3829.5 | 0.13167 | 0.11598 | 6.265% | 10983.1 | 209.126 | 4236.675 | 1.8514 | 94605.3 | 10766.8
VCHP_Fujitsu48 | Fujitsu 48 VCHP |  | Fujitsu 48 VCHP | SCG | SCE | CZ15 | Pre1978 | Std | Mixed-fuel | Mixed-fuel | 1278.68 | 29.01 | 22122.6983 | 36105.3076 | -24650.1076 | 436.119 | 359.7618 | N/A | 10231.2221 | 11823.8686 | 0.28337 | 0.32748 | 8511.173 | 9991.4696 | 0.23573 | 0.27673 | N/A | N/A | N/A | N/A | 50.7263 | 61.4926 | N/A | 11455.2 | 0.31727 | 0.22177 | 11.98% | 10983.1 | 209.126 | 4236.675 | 1.8514 | 94605.3 | 9704.42
HPWH_PV | HPWH + 3kW PV |  | 240V Fed. Min. HPWH + 3kW PV | SCG | SCE | CZ15 | Pre1978 | Std | Mixed-fuel | Mixed-fuel | 4366.4 | 128.6739 | 13940.1604 | 18127.9956 | 13590.2544 | 1491.686 | N/A | 1591.9226 | 35238.8118 | 41256.9819 | 1.9439 | 2.2759 | N/A | N/A | N/A | N/A | 37496.7766 | 43662.4324 | 2.0684 | 2.4086 | 9.3452 | N/A | 8.7568 | 31718.25 | 1.7497 | 0.83607 | 38.58% | 19482.4 | 211.864 | 7911.6637 | 2.1674 | 145021.5 | 15116
HPSH_PV | HPSH + 3kW PV |  | HPSH + 3kW PV | SCG | SCE | CZ15 | Pre1978 | Std | Mixed-fuel | Mixed-fuel | 4725.32 | 34.783 | 10931.8677 | 14383.6584 | 6195.7416 | 1222.4741 | N/A | 1076.1154 | 28025.8322 | 30964.4883 | 1.9484 | 2.1528 | N/A | N/A | N/A | N/A | 24728.9055 | 27452.2131 | 1.7192 | 1.9086 | 8.9424 | N/A | 10.1586 | 20579.4 | 1.4307 | 0.27658 | 14.25% | 12478.2 | 214.899 | 4880.587 | 1.9416 | 103945.95 | 7752.88
HPSH_RCV_300CFM | New HPSH |  | Heat Pump Space Heater | PGE | PGE | CZ16 | Pre1978 | Std | Mixed-fuel | Mixed-fuel | -7941.05 | 776.352 | 2724.9107 | 4081.7309 | 25033.5691 | -1160.9947 | -699.735 | N/A | -12995.5398 | 18755.5138 | 0 | 4.595 | -2479.559 | 29824.7013 | 0 | 7.3069 | N/A | N/A | N/A | N/A | -2.347 | -3.8942 | N/A | 29115.3 | 7.1331 | 3.3774 | 53.13% | 4922.05 | 1006.06 | 3996.7347 | 6.3571 | 152891.4 | 12863.1
DFHP_RCV_300CFM_35F | DFHP, Existing Furnace 35F |  | Dual Fuel Heat Pump (existing furnace) | PGE | PGE | CZ16 | Pre1978 | Std | Mixed-fuel | Mixed-fuel | -3685.97 | 366.507 | 2397.0371 | 2340.5132 | 15985.5868 | -359.0803 | -325.2592 | N/A | -1552.1561 | 14337.1728 | 0 | 6.1257 | -781.0914 | 15148.8004 | 0 | 6.4724 | N/A | N/A | N/A | N/A | -6.6755 | -7.3696 | N/A | 18326.1 | 7.8299 | 1.6538 | 25.55% | 4922.05 | 1025.97 | 4046.4628 | 6.4735 | 148634.55 | 8608.02
RaisedFloorInsulation_R19 | Raised Floor Insulation: R-19 |  | Raised Floor Insulation: R-19 | PGE | PGE | CZ16 | Pre1978 | Std | Mixed-fuel | Mixed-fuel | -263.65 | 177.598 | 3632.776 | 3632.776 | 17213.024 | 303.9084 | N/A | N/A | 10168.2034 | 18501.8716 | 2.799 | 5.093 | N/A | N/A | N/A | N/A | N/A | N/A | N/A | N/A | 11.9535 | N/A | N/A | 20845.8 | 5.7383 | 1.0412 | 14.54% | 5474.62 | 1136.91 | 4590.8551 | 7.1595 | 177605.55 | 5738.27
RaisedFloorInsulation_R30 | Raised Floor Insulation: R-30vs0 |  | Raised Floor Insulation: R-30vsR0 | PGE | PGE | CZ16 | Pre1978 | Std | Mixed-fuel | Mixed-fuel | -321.48 | 203.788 | 4112.6252 | 4112.6252 | 19713.5248 | 340.4737 | N/A | N/A | 11479.5336 | 21032.1693 | 2.7913 | 5.114 | N/A | N/A | N/A | N/A | N/A | N/A | N/A | N/A | 12.0791 | N/A | N/A | 23826.15 | 5.7934 | 1.1943 | 16.68% | 5474.62 | 1136.91 | 4590.8551 | 7.1595 | 177605.55 | 5796.1
WallInsulation_R13 | Wall Insulation: R-13 |  | Wall Insulation: R-13 | PGE | PGE | CZ16 | Pre1978 | Std | Mixed-fuel | Mixed-fuel | 131.31 | 101.7 | 2950.4997 | 2950.4997 | 10569.3003 | 310.8114 | N/A | N/A | 8944.0081 | 13887.3647 | 3.0314 | 4.7068 | N/A | N/A | N/A | N/A | N/A | N/A | N/A | N/A | 9.4929 | N/A | N/A | 13519.8 | 4.5822 | 0.60974 | 8.516% | 5474.62 | 1136.91 | 4590.8551 | 7.1595 | 177605.55 | 5343.31
AtticInsulation_R38_infil | Attic Insulation: R-38 |  | Attic Insulation: R-38 | PGE | PGE | CZ16 | Pre1978 | Std | Mixed-fuel | Mixed-fuel | 422.34 | 77.99 | 6762.2571 | 6762.2571 | 5525.4429 | 399.366 | N/A | N/A | 10543.6775 | 14561.951 | 1.5592 | 2.1534 | N/A | N/A | N/A | N/A | N/A | N/A | N/A | N/A | 16.9325 | N/A | N/A | 12287.7 | 1.8171 | 0.48337 | 6.751% | 5474.62 | 1136.91 | 4590.8551 | 7.1595 | 177605.55 | 5052.28
AtticInsulation_R49_infil | Attic Insulation: R-49 |  | Attic Insulation: R-49 | PGE | PGE | CZ16 | Pre1978 | Std | Mixed-fuel | Mixed-fuel | 468.3 | 85.77 | 7446.0183 | 7446.0183 | 6073.7817 | 441.5667 | N/A | N/A | 11649.4594 | 16071.7788 | 1.5645 | 2.1584 | N/A | N/A | N/A | N/A | N/A | N/A | N/A | N/A | 16.8627 | N/A | N/A | 13519.8 | 1.8157 | 0.53195 | 7.43% | 5474.62 | 1136.91 | 4590.8551 | 7.1595 | 177605.55 | 5006.32
Windows_0.28UFactor0.35SHGC | New Windows: 0.28 U-factor, 0.35 SHGC |  | Window Upgrade: 0.28 vs 0.30 U-factor | PGE | PGE | CZ16 | Pre1978 | Std | Mixed-fuel | Mixed-fuel | 419.34 | 109.34 | 11871.2871 | 11871.2871 | 4345.8129 | 470.8213 | N/A | N/A | 12740.0246 | 18239.4766 | 1.0732 | 1.5364 | N/A | N/A | N/A | N/A | N/A | N/A | N/A | N/A | 25.214 | N/A | N/A | 16217.1 | 1.3661 | 0.66927 | 9.348% | 5474.62 | 1136.91 | 4590.8551 | 7.1595 | 177605.55 | 5055.28
Roof_RB | Roofing: Radiant Barrier |  | Radiant Barrier (at roof replacement) | PGE | PGE | CZ16 | Pre1978 | Std | Mixed-fuel | Mixed-fuel | 254.45 | 32.09 | 892.9455 | 892.9455 | 4584.9045 | 202.1939 | N/A | N/A | 5199.7601 | 6893.7824 | 5.8232 | 7.7203 | N/A | N/A | N/A | N/A | N/A | N/A | N/A | N/A | 4.4163 | N/A | N/A | 5477.85 | 6.1346 | 0.20232 | 2.826% | 5474.62 | 1136.91 | 4590.8551 | 7.1595 | 177605.55 | 5220.17
Roof_0.20Ref | Roofing: Steep Sloped, 0.20 Ref. |  | 0.20 Solar Reflectance Cool Roof (at roof replacement) | PGE | PGE | CZ16 | Pre1978 | Std | Mixed-fuel | Mixed-fuel | 176.05 | -19.92 | 892.9455 | 1203.407 | -2685.257 | 38.4883 | N/A | N/A | 518.8427 | -317.2026 | 0.43114 | 0 | N/A | N/A | N/A | N/A | N/A | N/A | N/A | N/A | 23.2004 | N/A | N/A | -1481.85 | 0 | -0.10916 | -1.525% | 5474.62 | 1136.91 | 4590.8551 | 7.1595 | 177605.55 | 5298.57
Roof_0.25Ref | Roofing: Steep Sloped, 0.25 Ref. |  | 0.25 Solar Reflectance Cool Roof (at roof replacement) | PGE | PGE | CZ16 | Pre1978 | Std | Mixed-fuel | Mixed-fuel | 260.08 | -30.14 | 1785.8911 | 2406.8139 | -4687.8639 | 55.1487 | N/A | N/A | 714.604 | -554.2582 | 0.29691 | 0 | N/A | N/A | N/A | N/A | N/A | N/A | N/A | N/A | 32.3832 | N/A | N/A | -2281.05 | 0 | -0.16516 | -2.307% | 5474.62 | 1136.91 | 4590.8551 | 7.1595 | 177605.55 | 5214.54
Ducts_R6 | New Ducts: R-6 |  | New Ducts: R-6 | PGE | PGE | CZ16 | Pre1978 | Std | Mixed-fuel | Mixed-fuel | 643.14 | 154.183 | 4808.3746 | 4808.3746 | 18651.4754 | 675.8921 | N/A | N/A | 18235.9932 | 26000.2319 | 3.7925 | 5.4073 | N/A | N/A | N/A | N/A | N/A | N/A | N/A | N/A | 7.1141 | N/A | N/A | 23459.85 | 4.879 | 0.96216 | 13.44% | 5474.62 | 1136.91 | 4590.8551 | 7.1595 | 177605.55 | 4831.48
Ducts_R8 | New Ducts: R-8 |  | New Ducts: R-8 | PGE | PGE | CZ16 | Pre1978 | Std | Mixed-fuel | Mixed-fuel | 660.87 | 159.942 | 6311.1144 | 6311.1144 | 17997.8856 | 698.6633 | N/A | N/A | 18860.7637 | 26912.1402 | 2.9885 | 4.2642 | N/A | N/A | N/A | N/A | N/A | N/A | N/A | N/A | 9.0331 | N/A | N/A | 24309 | 3.8518 | 0.99708 | 13.93% | 5474.62 | 1136.91 | 4590.8551 | 7.1595 | 177605.55 | 4813.75
DuctSealing_10% | Duct Sealing: 10% |  | Duct Sealing: 10% | PGE | PGE | CZ16 | Pre1978 | Std | Mixed-fuel | Mixed-fuel | 271.4 | 110.94 | 2589.5542 | 2589.5542 | 12961.5458 | 401.5382 | N/A | N/A | 11188.2084 | 16672.7737 | 4.3205 | 6.4385 | N/A | N/A | N/A | N/A | N/A | N/A | N/A | N/A | 6.4491 | N/A | N/A | 15551.1 | 6.0053 | 0.67213 | 9.388% | 5474.62 | 1136.91 | 4590.8551 | 7.1595 | 177605.55 | 5203.22
HPWH | HPWH |  | 240V Fed. Min. HPWH | PGE | PGE | CZ16 | Pre1978 | Std | Mixed-fuel | Mixed-fuel | -1547.4 | 179.714 | 4332.0102 | 6553.7323 | 4268.7677 | -237.0886 | -179.8272 | N/A | -2331.534 | 4945.2518 | 0 | 0.75457 | -1026.0662 | 6319.3954 | 0 | 0.96424 | N/A | N/A | N/A | N/A | -18.2717 | -24.0899 | N/A | 10822.5 | 1.6513 | 0.89841 | 12.64% | 5474.62 | 1127.66 | 4569.11 | 7.1054 | 176490 | 7022.02
HPWH_HighEfficiency | High Efficiency HPWH |  | 240V Market Std. NEEA HPWH | PGE | PGE | CZ16 | Pre1978 | Std | Mixed-fuel | Mixed-fuel | -1338.25 | 180.065 | 5192.8306 | 7967.0806 | 4204.0694 | -146.4221 | -108.7071 | N/A | -258.0978 | 7143.1397 | 0 | 0.89658 | 601.7445 | 8048.2151 | 0.075529 | 1.0102 | N/A | N/A | N/A | N/A | -35.4648 | -47.769 | N/A | 12171.15 | 1.5277 | 0.91741 | 12.91% | 5474.62 | 1127.66 | 4569.11 | 7.1054 | 176490 | 6812.87
HPWH_HighEfficiency_DR | High Efficiency HPWH with Demand Response |  | 240V Market Std. NEEA HPWH + DR | PGE | PGE | CZ16 | Pre1978 | Std | Mixed-fuel | Mixed-fuel | -1154.79 | 180.211 | 5192.8306 | 7967.0806 | 5752.5194 | -66.2726 | -45.5899 | N/A | 1571.8354 | 9075.7231 | 0.19729 | 1.1392 | 2043.3681 | 9572.0614 | 0.25648 | 1.2015 | N/A | N/A | N/A | N/A | -78.3557 | -113.9032 | N/A | 13719.6 | 1.722 | 0.94246 | 13.26% | 5474.62 | 1127.66 | 4569.11 | 7.1054 | 176490 | 6629.41
HPWH_120V | 120V HPWH |  | 120V Market Std. NEEA HPWH | PGE | PGE | CZ16 | Pre1978 | Std | Mixed-fuel | Mixed-fuel | -988.73 | 180.288 | 2892.8863 | 4272.7328 | 10762.2172 | -0.1532 | 1.6726 | N/A | 3080.4556 | 10666.6061 | 0.72096 | 2.4964 | 3122.0803 | 10710.4206 | 0.7307 | 2.5067 | N/A | N/A | N/A | N/A | -18883.49 | 1729.596 | N/A | 15034.95 | 3.5188 | 0.96844 | 13.63% | 5474.62 | 1127.66 | 4569.11 | 7.1054 | 176490 | 6463.35
HPWH_TankOutside | HPWH in Exterior Closet |  | 240V Fed. Min. HPWH, Exterior Closet | PGE | PGE | CZ16 | Pre1978 | Std | Mixed-fuel | Mixed-fuel | -1583.2 | 177.305 | 4751.0613 | 6972.7834 | 3316.9166 | -257.9799 | -197.2331 | N/A | -2851.6015 | 4292.438 | 0 | 0.6156 | -1466.6718 | 5750.2238 | 0 | 0.82467 | N/A | N/A | N/A | N/A | -18.4164 | -24.0886 | N/A | 10289.7 | 1.4757 | 0.88045 | 12.39% | 5474.62 | 1127.66 | 4569.11 | 7.1054 | 176490 | 7057.82
HPWH_TankInside_NotDucted | HPWH in interior closet, not ducted |  | 240V Fed. Min. HPWH, Interior Closet, Not Ducted | PGE | PGE | CZ16 | Pre1978 | Std | Mixed-fuel | Mixed-fuel | -799.82 | 134.418 | 4412.5691 | 6634.2911 | 3838.5589 | -27.2793 | -39.1588 | N/A | 1632.4633 | 7145.4111 | 0.24606 | 1.077 | 1361.6317 | 6860.332 | 0.20524 | 1.0341 | N/A | N/A | N/A | N/A | -161.755 | -112.6841 | N/A | 10472.85 | 1.5786 | 0.71298 | 10.03% | 5474.62 | 1127.66 | 4569.11 | 7.1054 | 176490 | 6274.44
HPWH_TankInside_Ducted | HPWH in interior closet, ducted outside |  | 240V Fed. Min. HPWH, Interior Closet, Ducted | PGE | PGE | CZ16 | Pre1978 | Std | Mixed-fuel | Mixed-fuel | -1498.3 | 191.403 | 5491.8272 | 7713.5493 | 4940.4507 | -191.1154 | -141.6224 | N/A | -1071.7139 | 6780.9933 | 0 | 0.8791 | 56.6466 | 7968.7126 | 0.0073438 | 1.0331 | N/A | N/A | N/A | N/A | -28.7357 | -38.778 | N/A | 12654 | 1.6405 | 0.97534 | 13.73% | 5474.62 | 1127.66 | 4569.11 | 7.1054 | 176490 | 6972.92
HPSH_9.5HSPF2_17SEER2 | New HPSH 9.5 HSPF2, 17 SEER2 |  | High Efficiency HPSH | PGE | PGE | CZ16 | Pre1978 | Std | Mixed-fuel | Mixed-fuel | -6459.65 | 776.352 | 5701.4637 | 8968.82 | 31585.03 | -552.1255 | -232.6456 | N/A | 885.7013 | 33366.9955 | 0.098753 | 3.7203 | 8169.3286 | 41033.7874 | 0.91086 | 4.5752 | N/A | N/A | N/A | N/A | -10.3264 | -24.5071 | N/A | 40553.85 | 4.5216 | 3.5866 | 56.42% | 4922.05 | 1006.06 | 3996.7347 | 6.3571 | 152891.4 | 11381.7
MSHP | Ducted MSHP 9.5 HSPF2, 16.5 SEER2 |  | High Eff MSHP | PGE | PGE | CZ16 | Pre1978 | Std | Mixed-fuel | Mixed-fuel | -6515.25 | 776.352 | 2155.1411 | 4313.7578 | 35923.7422 | -579.9969 | -259.9468 | N/A | 250.2788 | 32698.1458 | 0.058019 | 7.58 | 7546.9062 | 40378.6217 | 1.7495 | 9.3604 | N/A | N/A | N/A | N/A | -3.7158 | -8.2907 | N/A | 40237.5 | 9.3277 | 3.5842 | 56.38% | 4922.05 | 1006.06 | 3996.7347 | 6.3571 | 152891.4 | 11437.3
PV_3kW | 3kW PV |  | 3kW PV | PGE | PGE | CZ16 | Pre1978 | Std | Mixed-fuel | Mixed-fuel | 4955.175 | 0 | 9608.1502 | 11574.2633 | -518.6633 | 912.9239 | N/A | 713.6887 | 20813.2001 | 21908.1054 | 1.7982 | 1.8928 | N/A | N/A | N/A | N/A | 16270.9577 | 17126.9125 | 1.4058 | 1.4797 | 10.5246 | N/A | 13.4627 | 11055.6 | 0.95519 | 0.12691 | 1.773% | 5474.62 | 1136.91 | 4590.8551 | 7.1595 | 177605.55 | 519.445
AE | All Electric |  | All Electric | PGE | PGE | CZ16 | Pre1978 | Std | All Electric | Mixed-fuel | -9981.28 | 1136.91 | 8006.9209 | 11585.4632 | 52300.5868 | -1248.6986 | -561.8107 | N/A | -9553.7395 | 35477.4302 | 0 | 3.0622 | 6106.2026 | 51961.1838 | 0.52706 | 4.485 | N/A | N/A | N/A | N/A | -6.4122 | -14.252 | N/A | 63886.05 | 5.5143 | 5.2917 | 73.91% | 5474.62 | 1136.91 | 4590.8551 | 7.1595 | 177605.55 | 15455.9
VCHP_base | Base VCHP |  | Base VCHP | PGE | PGE | CZ16 | Pre1978 | Std | Mixed-fuel | Mixed-fuel | -6192.92 | 724.741 | 13336.3685 | 21679.367 | 20245.333 | -573.9967 | -366.9058 | N/A | -560.4114 | 29563.8951 | 0 | 1.3637 | 4160.9282 | 34533.6069 | 0.19193 | 1.5929 | N/A | N/A | N/A | N/A | -23.2342 | -36.3482 | N/A | 41924.7 | 1.9339 | 3.3479 | 56.29% | 4020.28 | 954.449 | 3496.1868 | 5.948 | 145071.45 | 10213.2
VCHP_Fujitsu48 | Fujitsu 48 VCHP |  | Fujitsu 48 VCHP | PGE | PGE | CZ16 | Pre1978 | Std | Mixed-fuel | Mixed-fuel | -2944.46 | 724.741 | 17266.2712 | 28131.7248 | 38235.1752 | 734.895 | 659.1096 | N/A | 29280.2183 | 60974.3298 | 1.0408 | 2.1675 | 27552.4326 | 59155.6517 | 0.97941 | 2.1028 | N/A | N/A | N/A | N/A | 23.4949 | 26.1964 | N/A | 66366.9 | 2.3591 | 3.767 | 63.33% | 4020.28 | 954.449 | 3496.1868 | 5.948 | 145071.45 | 6964.74
HPWH_PV | HPWH + 3kW PV |  | 240V Fed. Min. HPWH + 3kW PV | PGE | PGE | CZ16 | Pre1978 | Std | Mixed-fuel | Mixed-fuel | 3407.78 | 179.714 | 13940.1604 | 18127.9956 | 5881.3044 | 863.8394 | N/A | 741.818 | 22767.857 | 31365.0287 | 1.256 | 1.7302 | N/A | N/A | N/A | N/A | 19985.9648 | 28436.7915 | 1.1025 | 1.5687 | 16.1374 | N/A | 18.7919 | 24009.3 | 1.3244 | 1.0253 | 14.43% | 5474.62 | 1127.66 | 4569.11 | 7.1054 | 176490 | 2066.84
HPSH_PV | HPSH + 3kW PV |  | HPSH + 3kW PV | PGE | PGE | CZ16 | Pre1978 | Std | Mixed-fuel | Mixed-fuel | -2985.9 | 776.352 | 12333.0609 | 15655.9942 | 25697.0558 | -182.0763 | N/A | 161.7101 | 9322.2275 | 42247.3361 | 0.59544 | 2.6985 | N/A | N/A | N/A | N/A | 17160.006 | 50497.431 | 1.0961 | 3.2254 | -67.7357 | N/A | 76.2665 | 41353.05 | 2.6414 | 3.5043 | 55.12% | 4922.05 | 1006.06 | 3996.7347 | 6.3571 | 152891.4 | 7907.95
HPSH_RCV_300CFM | New HPSH |  | Heat Pump Space Heater | PGE | PGE | CZ01 | 1978-1991 | Std | Mixed-fuel | Mixed-fuel | -4926.96 | 532.106 | 4041.1043 | 5555.6376 | 18581.3124 | -498.142 | -303.6296 | N/A | -2033.4495 | 20304.1036 | 0 | 3.6547 | 2401.1204 | 24971.9598 | 0.4322 | 4.4949 | N/A | N/A | N/A | N/A | -8.1124 | -13.3093 | N/A | 24136.95 | 4.3446 | 2.3971 | 49.23% | 3961.11 | 765.32 | 3084.3318 | 4.869 | 117709.95 | 8888.07
DFHP_RCV_300CFM_35F | DFHP, Existing Furnace 35F |  | Dual Fuel Heat Pump (existing furnace) | PGE | PGE | CZ01 | 1978-1991 | Std | Mixed-fuel | Mixed-fuel | -3851.73 | 478.509 | 3324.5983 | 3512.2455 | 17821.9545 | -172.3113 | -89.7685 | N/A | 4574.4059 | 25284.2087 | 1.3024 | 7.1989 | 6456.2484 | 27265.048 | 1.8382 | 7.7629 | N/A | N/A | N/A | N/A | -19.2941 | -37.0352 | N/A | 21334.2 | 6.0742 | 2.2737 | 45.95% | 3961.11 | 778.964 | 3118.3154 | 4.9488 | 114818.4 | 7812.84
RaisedFloorInsulation_R19 | Raised Floor Insulation: R-19 |  | Raised Floor Insulation: R-19 | PGE | PGE | CZ01 | 1978-1991 | Std | Mixed-fuel | Mixed-fuel | 128.97 | 185.258 | 3632.776 | 3632.776 | 19760.474 | 509.4922 | N/A | N/A | 14957.114 | 23788.0892 | 4.1173 | 6.5482 | N/A | N/A | N/A | N/A | N/A | N/A | N/A | N/A | 7.1302 | N/A | N/A | 23393.25 | 6.4395 | 1.0967 | 20.82% | 4011.66 | 832.263 | 3272.0774 | 5.2669 | 129803.4 | 3882.69
RaisedFloorInsulation_R30 | Raised Floor Insulation: R-30vs0 |  | Raised Floor Insulation: R-30vsR0 | PGE | PGE | CZ01 | 1978-1991 | Std | Mixed-fuel | Mixed-fuel | 146.55 | 211.592 | 4112.6252 | 4112.6252 | 22610.6248 | 581.7579 | N/A | N/A | 17081.3531 | 27171.6449 | 4.1534 | 6.6069 | N/A | N/A | N/A | N/A | N/A | N/A | N/A | N/A | 7.0693 | N/A | N/A | 26723.25 | 6.4979 | 1.2526 | 23.78% | 4011.66 | 832.263 | 3272.0774 | 5.2669 | 129803.4 | 3865.11
AtticInsulation_R38 | Attic Insulation: R-38 |  | Attic Insulation: R-38 | PGE | PGE | CZ01 | 1978-1991 | Std | Mixed-fuel | Mixed-fuel | 35.59 | 23.416 | 2555.3859 | 2555.3859 | 641.4141 | 73.8894 | N/A | N/A | 2118.3386 | 3274.0263 | 0.82897 | 1.2812 | N/A | N/A | N/A | N/A | N/A | N/A | N/A | N/A | 34.5839 | N/A | N/A | 3196.8 | 1.251 | 0.14214 | 2.699% | 4011.66 | 832.263 | 3272.0774 | 5.2669 | 129803.4 | 3976.07
AtticInsulation_R49 | Attic Insulation: R-49 |  | Attic Insulation: R-49 | PGE | PGE | CZ01 | 1978-1991 | Std | Mixed-fuel | Mixed-fuel | 40.13 | 28.906 | 3611.6191 | 3611.6191 | 317.7809 | 89.5791 | N/A | N/A | 2577.4296 | 4001.3499 | 0.71365 | 1.1079 | N/A | N/A | N/A | N/A | N/A | N/A | N/A | N/A | 40.3176 | N/A | N/A | 3929.4 | 1.088 | 0.17491 | 3.321% | 4011.66 | 832.263 | 3272.0774 | 5.2669 | 129803.4 | 3971.53
Windows_0.28UFactor0.35SHGC | New Windows: 0.28 U-factor, 0.35 SHGC |  | Window Upgrade: 0.28 vs 0.30 U-factor | PGE | PGE | CZ01 | 1978-1991 | Std | Mixed-fuel | Mixed-fuel | 78.97 | 73.474 | 11871.2871 | 11871.2871 | -2131.0371 | 216.8404 | N/A | N/A | 6292.7099 | 9871.4769 | 0.53008 | 0.83154 | N/A | N/A | N/A | N/A | N/A | N/A | N/A | N/A | 54.7467 | N/A | N/A | 9740.25 | 0.82049 | 0.44223 | 8.396% | 4011.66 | 832.263 | 3272.0774 | 5.2669 | 129803.4 | 3932.69
Roof_RB | Roofing: Radiant Barrier |  | Radiant Barrier (at roof replacement) | PGE | PGE | CZ01 | 1978-1991 | Std | Mixed-fuel | Mixed-fuel | 27.84 | 16.947 | 892.9455 | 892.9455 | 1404.7545 | 53.8933 | N/A | N/A | 1539.1878 | 2367.6547 | 1.7237 | 2.6515 | N/A | N/A | N/A | N/A | N/A | N/A | N/A | N/A | 16.5688 | N/A | N/A | 2297.7 | 2.5732 | 0.10302 | 1.956% | 4011.66 | 832.263 | 3272.0774 | 5.2669 | 129803.4 | 3983.82
Roof_0.20Ref | Roofing: Steep Sloped, 0.20 Ref. |  | 0.20 Solar Reflectance Cool Roof (at roof replacement) | PGE | PGE | CZ01 | 1978-1991 | Std | Mixed-fuel | Mixed-fuel | -0.26 | -15.639 | 892.9455 | 1203.407 | -3051.557 | -38.1012 | N/A | N/A | -1146.6971 | -1876.3837 | 0 | 0 | N/A | N/A | N/A | N/A | N/A | N/A | N/A | N/A | -23.4362 | N/A | N/A | -1848.15 | 0 | -0.0909 | -1.726% | 4011.66 | 832.263 | 3272.0774 | 5.2669 | 129803.4 | 4011.92
Roof_0.25Ref | Roofing: Steep Sloped, 0.25 Ref. |  | 0.25 Solar Reflectance Cool Roof (at roof replacement) | PGE | PGE | CZ01 | 1978-1991 | Std | Mixed-fuel | Mixed-fuel | -0.8 | -23.71 | 1785.8911 | 2406.8139 | -5220.6639 | -57.9297 | N/A | N/A | -1742.1995 | -2848.5299 | 0 | 0 | N/A | N/A | N/A | N/A | N/A | N/A | N/A | N/A | -30.8286 | N/A | N/A | -2813.85 | 0 | -0.13786 | -2.617% | 4011.66 | 832.263 | 3272.0774 | 5.2669 | 129803.4 | 4012.46
Ducts_R6 | New Ducts: R-6 |  | New Ducts: R-6 | PGE | PGE | CZ01 | 1978-1991 | Std | Mixed-fuel | Mixed-fuel | 203.08 | 89.479 | 4808.3746 | 4808.3746 | 7729.0754 | 307.2386 | N/A | N/A | 8640.0631 | 13031.8231 | 1.7969 | 2.7102 | N/A | N/A | N/A | N/A | N/A | N/A | N/A | N/A | 15.6503 | N/A | N/A | 12537.45 | 2.6074 | 0.54905 | 10.42% | 4011.66 | 832.263 | 3272.0774 | 5.2669 | 129803.4 | 3808.58
Ducts_R8 | New Ducts: R-8 |  | New Ducts: R-8 | PGE | PGE | CZ01 | 1978-1991 | Std | Mixed-fuel | Mixed-fuel | 209.2 | 94.796 | 6311.1144 | 6311.1144 | 6925.6356 | 323.0319 | N/A | N/A | 9097.3305 | 13747.1498 | 1.4415 | 2.1782 | N/A | N/A | N/A | N/A | N/A | N/A | N/A | N/A | 19.5371 | N/A | N/A | 13236.75 | 2.0974 | 0.58096 | 11.03% | 4011.66 | 832.263 | 3272.0774 | 5.2669 | 129803.4 | 3802.46
DuctSealing_10% | Duct Sealing: 10% |  | Duct Sealing: 10% | PGE | PGE | CZ01 | 1978-1991 | Std | Mixed-fuel | Mixed-fuel | 162.6 | 48.704 | 2589.5542 | 2589.5542 | 4619.8958 | 188.8166 | N/A | N/A | 5194.8281 | 7610.9086 | 2.0061 | 2.9391 | N/A | N/A | N/A | N/A | N/A | N/A | N/A | N/A | 13.7147 | N/A | N/A | 7209.45 | 2.7841 | 0.30524 | 5.795% | 4011.66 | 832.263 | 3272.0774 | 5.2669 | 129803.4 | 3849.06
HPWH | HPWH |  | 240V Fed. Min. HPWH | PGE | PGE | CZ01 | 1978-1991 | Std | Mixed-fuel | Mixed-fuel | -1681.65 | 183.108 | 4332.0102 | 6553.7323 | 3519.5177 | -285.0898 | -180.3743 | N/A | -3296.4877 | 4241.0369 | 0 | 0.64712 | -909.1431 | 6753.9709 | 0 | 1.0306 | N/A | N/A | N/A | N/A | -15.1952 | -24.0168 | N/A | 10073.25 | 1.537 | 0.90901 | 17.44% | 4011.66 | 822.957 | 3249.4551 | 5.2125 | 128687.85 | 5693.31
HPWH_HighEfficiency | High Efficiency HPWH |  | 240V Market Std. NEEA HPWH | PGE | PGE | CZ01 | 1978-1991 | Std | Mixed-fuel | Mixed-fuel | -1252.59 | 183.442 | 5192.8306 | 7967.0806 | 5269.6694 | -100.4272 | -36.5541 | N/A | 919.4318 | 8692.9686 | 0.1154 | 1.0911 | 2375.6364 | 10225.7786 | 0.29818 | 1.2835 | N/A | N/A | N/A | N/A | -51.7074 | -142.0587 | N/A | 13236.75 | 1.6614 | 0.95635 | 18.35% | 4011.66 | 822.957 | 3249.4551 | 5.2125 | 128687.85 | 5264.25
HPWH_HighEfficiency_DR | High Efficiency HPWH with Demand Response |  | 240V Market Std. NEEA HPWH + DR | PGE | PGE | CZ01 | 1978-1991 | Std | Mixed-fuel | Mixed-fuel | -1156.61 | 183.487 | 5192.8306 | 7967.0806 | 6568.3694 | -57.644 | 3.417 | N/A | 1895.6177 | 9722.4239 | 0.23793 | 1.2203 | 3287.7092 | 11187.7481 | 0.41266 | 1.4042 | N/A | N/A | N/A | N/A | -90.0846 | 1519.7123 | N/A | 14535.45 | 1.8244 | 0.97952 | 18.79% | 4011.66 | 822.957 | 3249.4551 | 5.2125 | 128687.85 | 5168.27
HPWH_120V | 120V HPWH |  | 120V Market Std. NEEA HPWH | PGE | PGE | CZ01 | 1978-1991 | Std | Mixed-fuel | Mixed-fuel | -1016.48 | 184.604 | 2892.8863 | 4272.7328 | 11361.6172 | 4.7437 | 50.1313 | N/A | 3337.8454 | 11288.4011 | 0.7812 | 2.642 | 4372.6086 | 12377.5993 | 1.0234 | 2.8969 | N/A | N/A | N/A | N/A | 609.8362 | 57.7062 | N/A | 15634.35 | 3.6591 | 0.99884 | 19.16% | 4011.66 | 822.957 | 3249.4551 | 5.2125 | 128687.85 | 5028.14
HPWH_TankOutside | HPWH in Exterior Closet |  | 240V Fed. Min. HPWH, Exterior Closet | PGE | PGE | CZ01 | 1978-1991 | Std | Mixed-fuel | Mixed-fuel | -1725.58 | 180.759 | 4751.0613 | 6972.7834 | 2501.0666 | -309.8967 | -201.1114 | N/A | -3903.5562 | 3502.105 | 0 | 0.50225 | -1423.4264 | 6112.7052 | 0 | 0.87665 | N/A | N/A | N/A | N/A | -15.3311 | -23.624 | N/A | 9473.85 | 1.3587 | 0.89031 | 17.08% | 4011.66 | 822.957 | 3249.4551 | 5.2125 | 128687.85 | 5737.24
HPWH_TankInside_NotDucted | HPWH in interior closet, not ducted |  | 240V Fed. Min. HPWH, Interior Closet, Not Ducted | PGE | PGE | CZ01 | 1978-1991 | Std | Mixed-fuel | Mixed-fuel | -1246.3 | 115.293 | 4412.5691 | 6634.2911 | -1289.6411 | -265.922 | -205.7148 | N/A | -4052.7316 | 572.4837 | 0 | 0.086292 | -2680.1034 | 2017.3208 | 0 | 0.30407 | N/A | N/A | N/A | N/A | -16.5935 | -21.4499 | N/A | 5344.65 | 0.80561 | 0.5705 | 10.94% | 4011.66 | 822.957 | 3249.4551 | 5.2125 | 128687.85 | 5257.96
HPWH_TankInside_Ducted | HPWH in interior closet, ducted outside |  | 240V Fed. Min. HPWH, Interior Closet, Ducted | PGE | PGE | CZ01 | 1978-1991 | Std | Mixed-fuel | Mixed-fuel | -1612.79 | 200.385 | 5491.8272 | 7713.5493 | 4923.8007 | -215.3996 | -118.0211 | N/A | -1404.6728 | 6961.7756 | 0 | 0.90254 | 815.4021 | 9298.6404 | 0.10571 | 1.2055 | N/A | N/A | N/A | N/A | -25.496 | -46.5326 | N/A | 12637.35 | 1.6383 | 1.0185 | 19.54% | 4011.66 | 822.957 | 3249.4551 | 5.2125 | 128687.85 | 5624.45
HPSH_9.5HSPF2_17SEER2 | New HPSH 9.5 HSPF2, 17 SEER2 |  | High Efficiency HPSH | PGE | PGE | CZ01 | 1978-1991 | Std | Mixed-fuel | Mixed-fuel | -4074.19 | 532.106 | 6971.8009 | 10367.4368 | 20246.3632 | -154.3066 | -41.1886 | N/A | 5805.4451 | 28555.3735 | 0.55997 | 2.7543 | 8384.3539 | 31269.9491 | 0.80872 | 3.0162 | N/A | N/A | N/A | N/A | -45.1815 | -169.2654 | N/A | 30613.8 | 2.9529 | 2.5153 | 51.66% | 3961.11 | 765.32 | 3084.3318 | 4.869 | 117709.95 | 8035.3
MSHP | Ducted MSHP 9.5 HSPF2, 16.5 SEER2 |  | High Eff MSHP | PGE | PGE | CZ01 | 1978-1991 | Std | Mixed-fuel | Mixed-fuel | -4074.19 | 532.106 | 3643.3589 | 6070.1044 | 24543.6956 | -154.3066 | -41.1886 | N/A | 5805.4451 | 28555.3735 | 0.9564 | 4.7043 | 8384.3539 | 31269.9491 | 1.3813 | 5.1515 | N/A | N/A | N/A | N/A | -23.6112 | -88.4556 | N/A | 30613.8 | 5.0434 | 2.5153 | 51.66% | 3961.11 | 765.32 | 3084.3318 | 4.869 | 117709.95 | 8035.3
PV_3kW | 3kW PV |  | 3kW PV | PGE | PGE | CZ01 | 1978-1991 | Std | Mixed-fuel | Mixed-fuel | 3848.723 | 0 | 9608.1502 | 11574.2633 | -3748.7633 | 674.0719 | N/A | 531.7177 | 15367.7569 | 16176.1976 | 1.3278 | 1.3976 | N/A | N/A | N/A | N/A | 12122.3094 | 12760.0191 | 1.0474 | 1.1024 | 14.2539 | N/A | 18.07 | 7825.5 | 0.67611 | 0.097 | 1.842% | 4011.66 | 832.263 | 3272.0774 | 5.2669 | 129803.4 | 162.937
AE | All Electric |  | All Electric | PGE | PGE | CZ01 | 1978-1991 | Std | All Electric | Mixed-fuel | -7620.14 | 832.263 | 9323.1145 | 13059.3699 | 32211.9801 | -1071.8752 | -623.1754 | N/A | -10779.9655 | 21530.0897 | 0 | 1.6486 | -550.3316 | 32297.8667 | 0 | 2.4732 | N/A | N/A | N/A | N/A | -8.6979 | -14.9607 | N/A | 45271.35 | 3.4666 | 3.9167 | 74.36% | 4011.66 | 832.263 | 3272.0774 | 5.2669 | 129803.4 | 11631.8
VCHP_base | Base VCHP |  | Base VCHP | PGE | PGE | CZ01 | 1978-1991 | Std | Mixed-fuel | Mixed-fuel | -3691.9 | 480.503 | 9055.6753 | 14448.4937 | 16503.8563 | -139.5332 | -107.1931 | N/A | 5198.2661 | 25643.7561 | 0.35978 | 1.7748 | 5935.5685 | 26419.8453 | 0.41081 | 1.8286 | N/A | N/A | N/A | N/A | -64.8998 | -84.48 | N/A | 30952.35 | 2.1423 | 2.2864 | 50.74% | 3465.73 | 713.717 | 2750.07 | 4.5058 | 111172.05 | 7157.63
VCHP_Fujitsu48 | Fujitsu 48 VCHP |  | Fujitsu 48 VCHP | PGE | PGE | CZ01 | 1978-1991 | Std | Mixed-fuel | Mixed-fuel | -1322.49 | 480.503 | 12639.7411 | 20333.035 | 28884.365 | 766.7414 | 619.5759 | N/A | 25859.8731 | 47392.2937 | 1.2718 | 2.3308 | 22504.7359 | 43860.6551 | 1.1068 | 2.1571 | N/A | N/A | N/A | N/A | 16.485 | 20.4006 | N/A | 49217.4 | 2.4206 | 2.625 | 58.26% | 3465.73 | 713.717 | 2750.07 | 4.5058 | 111172.05 | 4788.22
HPWH_PV | HPWH + 3kW PV |  | 240V Fed. Min. HPWH + 3kW PV | PGE | PGE | CZ01 | 1978-1991 | Std | Mixed-fuel | Mixed-fuel | 2167.08 | 183.108 | 13940.1604 | 18127.9956 | 1835.3544 | 577.2604 | N/A | 527.7705 | 16363.7125 | 24935.4874 | 0.90268 | 1.3755 | N/A | N/A | N/A | N/A | 15235.4214 | 23747.8411 | 0.84044 | 1.31 | 24.1488 | N/A | 26.4133 | 19963.35 | 1.1012 | 1.006 | 19.3% | 4011.66 | 822.957 | 3249.4551 | 5.2125 | 128687.85 | 1844.58
HPSH_PV | HPSH + 3kW PV |  | HPSH + 3kW PV | PGE | PGE | CZ01 | 1978-1991 | Std | Mixed-fuel | Mixed-fuel | -1078.24 | 532.106 | 13649.2545 | 17129.9009 | 15648.3991 | 210.9169 | N/A | 326.9654 | 14131.9547 | 37319.9099 | 0.82499 | 2.1786 | N/A | N/A | N/A | N/A | 16777.6734 | 40104.81 | 0.97944 | 2.3412 | 64.7139 | N/A | 41.7453 | 32778.3 | 1.9135 | 2.4941 | 51.23% | 3961.11 | 765.32 | 3084.3318 | 4.869 | 117709.95 | 5039.35
HPSH_RCV_300CFM | New HPSH |  | Heat Pump Space Heater | PGE | PGE | CZ02 | 1978-1991 | Std | Mixed-fuel | Mixed-fuel | -2501.05 | 256.955 | 1096.1794 | 1898.4186 | 8274.7314 | -367.6549 | -309.3013 | N/A | -4080.6088 | 6059.4759 | 0 | 3.1919 | -2750.241 | 7459.8294 | 0 | 3.9295 | N/A | N/A | N/A | N/A | -2.9815 | -3.5441 | N/A | 10173.15 | 5.3587 | 1.0793 | 33.8% | 3965.45 | 479.315 | 2339.1321 | 3.1935 | 84731.85 | 6466.5
DFHP_RCV_300CFM_35F | DFHP, Existing Furnace 35F |  | Dual Fuel Heat Pump (existing furnace) | PGE | PGE | CZ02 | 1978-1991 | Std | Mixed-fuel | Mixed-fuel | -1748.24 | 206.884 | 1987.2433 | 810.8035 | 7619.6465 | -166.8525 | -188.8594 | N/A | -281.2594 | 8184.2907 | 0 | 10.094 | -782.981 | 7656.1754 | 0 | 9.4427 | N/A | N/A | N/A | N/A | -11.9102 | -10.5223 | N/A | 8430.45 | 10.3976 | 0.92475 | 28.61% | 3965.45 | 485.904 | 2355.7296 | 3.232 | 83311.05 | 5713.69
RaisedFloorInsulation_R19 | Raised Floor Insulation: R-19 |  | Raised Floor Insulation: R-19 | PGE | PGE | CZ02 | 1978-1991 | Std | Mixed-fuel | Mixed-fuel | -266.53 | 86.163 | 3632.776 | 3632.776 | 5891.024 | 78.3166 | N/A | N/A | 3365.1895 | 7345.0823 | 0.92634 | 2.0219 | N/A | N/A | N/A | N/A | N/A | N/A | N/A | N/A | 46.3858 | N/A | N/A | 9523.8 | 2.6216 | 0.50092 | 13.91% | 4453.47 | 543.043 | 2736.0771 | 3.6 | 97352.55 | 4720
RaisedFloorInsulation_R30 | Raised Floor Insulation: R-30vs0 |  | Raised Floor Insulation: R-30vsR0 | PGE | PGE | CZ02 | 1978-1991 | Std | Mixed-fuel | Mixed-fuel | -322.52 | 99.224 | 4112.6252 | 4112.6252 | 6793.1248 | 82.5012 | N/A | N/A | 3697.2419 | 8264.2987 | 0.899 | 2.0095 | N/A | N/A | N/A | N/A | N/A | N/A | N/A | N/A | 49.8493 | N/A | N/A | 10905.75 | 2.6518 | 0.57646 | 16.01% | 4453.47 | 543.043 | 2736.0771 | 3.6 | 97352.55 | 4775.99
AtticInsulation_R38 | Attic Insulation: R-38 |  | Attic Insulation: R-38 | PGE | PGE | CZ02 | 1978-1991 | Std | Mixed-fuel | Mixed-fuel | 134.77 | 15.331 | 2555.3859 | 2555.3859 | 158.5641 | 104.2923 | N/A | N/A | 2662.908 | 3489.5949 | 1.0421 | 1.3656 | N/A | N/A | N/A | N/A | N/A | N/A | N/A | N/A | 24.5022 | N/A | N/A | 2713.95 | 1.0621 | 0.09895 | 2.909% | 4132.44 | 512.269 | 2501.8934 | 3.4012 | 91624.95 | 3997.67
AtticInsulation_R49 | Attic Insulation: R-49 |  | Attic Insulation: R-49 | PGE | PGE | CZ02 | 1978-1991 | Std | Mixed-fuel | Mixed-fuel | 160.01 | 18.98 | 3611.6191 | 3611.6191 | -281.6191 | 125.5768 | N/A | N/A | 3215.9131 | 4234.7934 | 0.89044 | 1.1725 | N/A | N/A | N/A | N/A | N/A | N/A | N/A | N/A | 28.7602 | N/A | N/A | 3330 | 0.92202 | 0.12204 | 3.588% | 4132.44 | 512.269 | 2501.8934 | 3.4012 | 91624.95 | 3972.43
Windows_0.28UFactor0.23SHGC | New Windows: 0.28 U-factor, 0.23 SHGC |  | Window Upgrade: 0.28 vs 0.30 U-factor | PGE | PGE | CZ02 | 1978-1991 | Std | Mixed-fuel | Mixed-fuel | 265.89 | 20.378 | 11462.7824 | 11462.7824 | -7217.0324 | 180.5517 | N/A | N/A | 4500.2226 | 5661.219 | 0.39259 | 0.49388 | N/A | N/A | N/A | N/A | N/A | N/A | N/A | N/A | 63.4875 | N/A | N/A | 4245.75 | 0.37039 | 0.14089 | 4.142% | 4132.44 | 512.269 | 2501.8934 | 3.4012 | 91624.95 | 3866.55
Roof_RB | Roofing: Radiant Barrier |  | Radiant Barrier (at roof replacement) | PGE | PGE | CZ02 | 1978-1991 | Std | Mixed-fuel | Mixed-fuel | 104.11 | 10.178 | 892.9455 | 892.9455 | 1005.1545 | 75.2917 | N/A | N/A | 1904.8641 | 2458.4578 | 2.1332 | 2.7532 | N/A | N/A | N/A | N/A | N/A | N/A | N/A | N/A | 11.8598 | N/A | N/A | 1898.1 | 2.1257 | 0.06742 | 1.982% | 4132.44 | 512.269 | 2501.8934 | 3.4012 | 91624.95 | 4028.33
Roof_0.20Ref | Roofing: Steep Sloped, 0.20 Ref. |  | 0.20 Solar Reflectance Cool Roof (at roof replacement) | PGE | PGE | CZ02 | 1978-1991 | Std | Mixed-fuel | Mixed-fuel | 78.29 | -9.851 | 892.9455 | 1203.407 | -1985.957 | 14.4284 | N/A | N/A | 149.9489 | -273.0639 | 0.1246 | 0 | N/A | N/A | N/A | N/A | N/A | N/A | N/A | N/A | 61.8881 | N/A | N/A | -782.55 | 0 | -0.05302 | -1.559% | 4132.44 | 512.269 | 2501.8934 | 3.4012 | 91624.95 | 4054.15
Roof_0.25Ref | Roofing: Steep Sloped, 0.25 Ref. |  | 0.25 Solar Reflectance Cool Roof (at roof replacement) | PGE | PGE | CZ02 | 1978-1991 | Std | Mixed-fuel | Mixed-fuel | 108.4 | -14.967 | 1785.8911 | 2406.8139 | -3655.5639 | 17.2199 | N/A | N/A | 120.6857 | -527.5211 | 0.050143 | 0 | N/A | N/A | N/A | N/A | N/A | N/A | N/A | N/A | 103.7109 | N/A | N/A | -1248.75 | 0 | -0.08143 | -2.394% | 4132.44 | 512.269 | 2501.8934 | 3.4012 | 91624.95 | 4024.04
Ducts_R6 | New Ducts: R-6 |  | New Ducts: R-6 | PGE | PGE | CZ02 | 1978-1991 | Std | Mixed-fuel | Mixed-fuel | 235.66 | 47.425 | 4808.3746 | 4808.3746 | 2784.0254 | 224.7447 | N/A | N/A | 6000.1304 | 8425.3533 | 1.2479 | 1.7522 | N/A | N/A | N/A | N/A | N/A | N/A | N/A | N/A | 21.3948 | N/A | N/A | 7592.4 | 1.579 | 0.30444 | 8.951% | 4132.44 | 512.269 | 2501.8934 | 3.4012 | 91624.95 | 3896.78
Ducts_R8 | New Ducts: R-8 |  | New Ducts: R-8 | PGE | PGE | CZ02 | 1978-1991 | Std | Mixed-fuel | Mixed-fuel | 242.03 | 50.582 | 6311.1144 | 6311.1144 | 1714.1856 | 235.6963 | N/A | N/A | 6308.1345 | 8889.9668 | 0.99953 | 1.4086 | N/A | N/A | N/A | N/A | N/A | N/A | N/A | N/A | 26.7765 | N/A | N/A | 8025.3 | 1.2716 | 0.3235 | 9.511% | 4132.44 | 512.269 | 2501.8934 | 3.4012 | 91624.95 | 3890.41
DuctSealing_10% | Duct Sealing: 10% |  | Duct Sealing: 10% | PGE | PGE | CZ02 | 1978-1991 | Std | Mixed-fuel | Mixed-fuel | 174.89 | 24.147 | 2589.5542 | 2589.5542 | 1672.8458 | 138.7212 | N/A | N/A | 3608.8167 | 4872.8093 | 1.3936 | 1.8817 | N/A | N/A | N/A | N/A | N/A | N/A | N/A | N/A | 18.6673 | N/A | N/A | 4262.4 | 1.646 | 0.16165 | 4.753% | 4132.44 | 512.269 | 2501.8934 | 3.4012 | 91624.95 | 3957.55
HPWH | HPWH |  | 240V Fed. Min. HPWH | PGE | PGE | CZ02 | 1978-1991 | Std | Mixed-fuel | Mixed-fuel | -1584.17 | 171.5 | 4332.0102 | 6553.7323 | 2903.4677 | -288.4706 | -270.0222 | N/A | -3746.673 | 2868.9741 | 0 | 0.43776 | -3326.0787 | 3311.6943 | 0 | 0.50531 | N/A | N/A | N/A | N/A | -15.0172 | -16.0432 | N/A | 9457.2 | 1.443 | 0.84718 | 25.31% | 4132.44 | 503.13 | 2479.6639 | 3.3478 | 90526.05 | 5716.61
HPWH_HighEfficiency | High Efficiency HPWH |  | 240V Market Std. NEEA HPWH | PGE | PGE | CZ02 | 1978-1991 | Std | Mixed-fuel | Mixed-fuel | -1206.55 | 171.705 | 5192.8306 | 7967.0806 | 4220.7194 | -127.0173 | -145.2537 | N/A | -62.2336 | 6755.8152 | 0 | 0.84797 | -477.9939 | 6318.1833 | 0 | 0.79304 | N/A | N/A | N/A | N/A | -40.8829 | -35.7501 | N/A | 12187.8 | 1.5298 | 0.88682 | 26.49% | 4132.44 | 503.13 | 2479.6639 | 3.3478 | 90526.05 | 5338.99
HPWH_HighEfficiency_DR | High Efficiency HPWH with Demand Response |  | 240V Market Std. NEEA HPWH + DR | PGE | PGE | CZ02 | 1978-1991 | Std | Mixed-fuel | Mixed-fuel | -1061.09 | 171.736 | 5192.8306 | 7967.0806 | 5669.2694 | -63.7233 | -91.3345 | N/A | 1381.3071 | 8276.5942 | 0.17338 | 1.0388 | 751.8168 | 7613.9887 | 0.094365 | 0.95568 | N/A | N/A | N/A | N/A | -81.4903 | -56.8551 | N/A | 13636.35 | 1.7116 | 0.90974 | 27.17% | 4132.44 | 503.13 | 2479.6639 | 3.3478 | 90526.05 | 5193.53
HPWH_120V | 120V HPWH |  | 120V Market Std. NEEA HPWH | PGE | PGE | CZ02 | 1978-1991 | Std | Mixed-fuel | Mixed-fuel | -953.09 | 172.249 | 2892.8863 | 4272.7328 | 10262.7172 | -17.9579 | -58.161 | N/A | 2433.5626 | 9405.5751 | 0.56956 | 2.2013 | 1516.9966 | 8440.7919 | 0.35504 | 1.9755 | N/A | N/A | N/A | N/A | -161.0929 | -49.7393 | N/A | 14535.45 | 3.4019 | 0.93062 | 27.8% | 4132.44 | 503.13 | 2479.6639 | 3.3478 | 90526.05 | 5085.53
HPWH_TankOutside | HPWH in Exterior Closet |  | 240V Fed. Min. HPWH, Exterior Closet | PGE | PGE | CZ02 | 1978-1991 | Std | Mixed-fuel | Mixed-fuel | -1615.62 | 170.072 | 4751.0613 | 6972.7834 | 2051.5166 | -305.3868 | -284.0907 | N/A | -4157.131 | 2377.2336 | 0 | 0.34093 | -3671.6139 | 2888.292 | 0 | 0.41422 | N/A | N/A | N/A | N/A | -15.5575 | -16.7237 | N/A | 9024.3 | 1.2942 | 0.83418 | 24.92% | 4132.44 | 503.13 | 2479.6639 | 3.3478 | 90526.05 | 5748.06
HPWH_TankInside_NotDucted | HPWH in interior closet, not ducted |  | 240V Fed. Min. HPWH, Interior Closet, Not Ducted | PGE | PGE | CZ02 | 1978-1991 | Std | Mixed-fuel | Mixed-fuel | -1113.16 | 131.555 | 4412.5691 | 6634.2911 | 1324.4089 | -177.2234 | -198.3492 | N/A | -1897.6443 | 3160.8815 | 0 | 0.47645 | -2379.2794 | 2653.9094 | 0 | 0.40003 | N/A | N/A | N/A | N/A | -24.8983 | -22.2465 | N/A | 7958.7 | 1.1996 | 0.67102 | 20.04% | 4132.44 | 503.13 | 2479.6639 | 3.3478 | 90526.05 | 5245.6
HPWH_TankInside_Ducted | HPWH in interior closet, ducted outside |  | 240V Fed. Min. HPWH, Interior Closet, Ducted | PGE | PGE | CZ02 | 1978-1991 | Std | Mixed-fuel | Mixed-fuel | -1557.91 | 181.598 | 5491.8272 | 7713.5493 | 3242.1507 | -257.0627 | -244.6904 | N/A | -2856.51 | 4225.1129 | 0 | 0.54775 | -2574.4429 | 4522.0185 | 0 | 0.58624 | N/A | N/A | N/A | N/A | -21.3638 | -22.444 | N/A | 10955.7 | 1.4203 | 0.91248 | 27.26% | 4132.44 | 503.13 | 2479.6639 | 3.3478 | 90526.05 | 5690.35
HPSH_9.5HSPF2_17SEER2 | New HPSH 9.5 HSPF2, 17 SEER2 |  | High Efficiency HPSH | PGE | PGE | CZ02 | 1978-1991 | Std | Mixed-fuel | Mixed-fuel | -2047.13 | 256.955 | 4049.8042 | 6747.8627 | 7088.2873 | -180.8251 | -168.5677 | N/A | 178.8098 | 10542.9667 | 0.026499 | 1.5624 | 458.2582 | 10837.1159 | 0.067912 | 1.606 | N/A | N/A | N/A | N/A | -22.3963 | -24.0248 | N/A | 13836.15 | 2.0504 | 1.1538 | 36.13% | 3965.45 | 479.315 | 2339.1321 | 3.1935 | 84731.85 | 6012.58
MSHP | Ducted MSHP 9.5 HSPF2, 16.5 SEER2 |  | High Eff MSHP | PGE | PGE | CZ02 | 1978-1991 | Std | Mixed-fuel | Mixed-fuel | -2047.32 | 256.955 | 1431.3643 | 3090.6078 | 10745.5422 | -180.9616 | -168.737 | N/A | 175.6987 | 10539.6919 | 0.056849 | 3.4102 | 454.3983 | 10833.0529 | 0.14703 | 3.5052 | N/A | N/A | N/A | N/A | -7.9098 | -8.4828 | N/A | 13836.15 | 4.4768 | 1.1538 | 36.13% | 3965.45 | 479.315 | 2339.1321 | 3.1935 | 84731.85 | 6012.77
PV_3kW | 3kW PV |  | 3kW PV | PGE | PGE | CZ02 | 1978-1991 | Std | Mixed-fuel | Mixed-fuel | 4132.4398 | 0 | 9608.1502 | 11574.2633 | -3365.8133 | 676.0892 | N/A | 488.7434 | 15413.7488 | 16224.609 | 1.3317 | 1.4018 | N/A | N/A | N/A | N/A | 11142.5643 | 11728.7333 | 0.9627 | 1.0133 | 14.2114 | N/A | 19.6589 | 8208.45 | 0.7092 | 0.09954 | 2.927% | 4132.44 | 512.269 | 2501.8934 | 3.4012 | 91624.95 | 0.00017534
AE | All Electric |  | All Electric | PGE | PGE | CZ02 | 1978-1991 | Std | All Electric | Mixed-fuel | -4973.28 | 512.269 | 6378.1896 | 9402.1509 | 16238.8491 | -914.0459 | -628.3222 | N/A | -12940.6212 | 5392.1391 | 0 | 0.5735 | -6426.5795 | 12248.8604 | 0 | 1.3028 | N/A | N/A | N/A | N/A | -6.978 | -10.1511 | N/A | 25641 | 2.7271 | 2.3515 | 69.14% | 4132.44 | 512.269 | 2501.8934 | 3.4012 | 91624.95 | 9105.72
VCHP_base | Base VCHP |  | Base VCHP | PGE | PGE | CZ02 | 1978-1991 | Std | Mixed-fuel | Mixed-fuel | -1795.3 | 223.131 | 11081.0734 | 17976.4839 | -4606.5339 | -164.2466 | -201.9025 | N/A | -63.8833 | 8793.3775 | 0 | 0.48916 | -922.3779 | 7889.7206 | 0 | 0.43889 | N/A | N/A | N/A | N/A | -67.4661 | -54.8833 | N/A | 13369.95 | 0.74375 | 1.0032 | 33.95% | 3672.46 | 445.491 | 2131.8719 | 2.9554 | 79969.95 | 5467.76
VCHP_Fujitsu48 | Fujitsu 48 VCHP |  | Fujitsu 48 VCHP | PGE | PGE | CZ02 | 1978-1991 | Std | Mixed-fuel | Mixed-fuel | -548.55 | 223.131 | 14838.0577 | 24144.9334 | -701.7334 | 330.4404 | 181.7238 | N/A | 11214.1853 | 20664.7435 | 0.46445 | 0.85586 | 7823.6861 | 17095.8826 | 0.32403 | 0.70805 | N/A | N/A | N/A | N/A | 44.9039 | 81.6517 | N/A | 23443.2 | 0.97094 | 1.2084 | 40.89% | 3672.46 | 445.491 | 2131.8719 | 2.9554 | 79969.95 | 4221.01
HPWH_PV | HPWH + 3kW PV |  | 240V Fed. Min. HPWH + 3kW PV | PGE | PGE | CZ02 | 1978-1991 | Std | Mixed-fuel | Mixed-fuel | 2964.3 | 171.5 | 13940.1604 | 18127.9956 | 1935.2544 | 629.7037 | N/A | 505.519 | 17186.2284 | 24903.0779 | 0.94805 | 1.3737 | N/A | N/A | N/A | N/A | 14355.0153 | 21922.9251 | 0.79187 | 1.2093 | 22.1376 | N/A | 27.5759 | 20063.25 | 1.1068 | 0.95674 | 28.58% | 4132.44 | 503.13 | 2479.6639 | 3.3478 | 90526.05 | 1168.14
HPSH_PV | HPSH + 3kW PV |  | HPSH + 3kW PV | PGE | PGE | CZ02 | 1978-1991 | Std | Mixed-fuel | Mixed-fuel | 2047.42 | 256.955 | 10704.3296 | 13472.6819 | 5491.6681 | 371.7226 | N/A | 359.811 | 12776.011 | 23802.86 | 0.94829 | 1.7667 | N/A | N/A | N/A | N/A | 12504.4443 | 23517.0072 | 0.92813 | 1.7455 | 28.7966 | N/A | 29.7499 | 18964.35 | 1.4076 | 1.1888 | 37.23% | 3965.45 | 479.315 | 2339.1321 | 3.1935 | 84731.85 | 1918.03
HPSH_RCV_300CFM | New HPSH |  | Heat Pump Space Heater | PGE | PGE | CZ03 | 1978-1991 | Std | Mixed-fuel | Mixed-fuel | -1632.25 | 187.262 | 944.4874 | 1340.6188 | 6956.6312 | -138.3221 | -138.9922 | N/A | -26.9374 | 7498.3836 | 0 | 5.5932 | -42.2139 | 7482.3035 | 0 | 5.5812 | N/A | N/A | N/A | N/A | -6.8282 | -6.7953 | N/A | 8297.25 | 6.1891 | 0.80245 | 29.16% | 3704.55 | 407.769 | 2127.2938 | 2.7522 | 74697.45 | 5336.8
DFHP_RCV_300CFM_35F | DFHP, Existing Furnace 35F |  | Dual Fuel Heat Pump (existing furnace) | PGE | PGE | CZ03 | 1978-1991 | Std | Mixed-fuel | Mixed-fuel | -1390.21 | 179.841 | 2041.2301 | 541.5984 | 6906.5016 | -54.4367 | -80.7213 | N/A | 1779.3396 | 9144.0857 | 3.2853 | 16.8835 | 1180.0937 | 8513.3157 | 2.1789 | 15.7189 | N/A | N/A | N/A | N/A | -37.4973 | -25.2874 | N/A | 7448.1 | 13.7521 | 0.80853 | 29.08% | 3704.55 | 412.571 | 2139.2453 | 2.7803 | 73654.05 | 5094.76
RaisedFloorInsulation_R19 | Raised Floor Insulation: R-19 |  | Raised Floor Insulation: R-19 | PGE | PGE | CZ03 | 1978-1991 | Std | Mixed-fuel | Mixed-fuel | -46.2 | 91.608 | 3632.776 | 3632.776 | 7689.224 | 199.5074 | N/A | N/A | 6202.5742 | 10510.9041 | 1.7074 | 2.8934 | N/A | N/A | N/A | N/A | N/A | N/A | N/A | N/A | 18.2087 | N/A | N/A | 11322 | 3.1166 | 0.54063 | 16.9% | 3823.71 | 481.555 | 2362.8058 | 3.1982 | 86147.1 | 3869.91
RaisedFloorInsulation_R30 | Raised Floor Insulation: R-30vs0 |  | Raised Floor Insulation: R-30vsR0 | PGE | PGE | CZ03 | 1978-1991 | Std | Mixed-fuel | Mixed-fuel | -64.74 | 104.239 | 4112.6252 | 4112.6252 | 8707.8748 | 220.842 | N/A | N/A | 6911.9389 | 11794.3486 | 1.6807 | 2.8678 | N/A | N/A | N/A | N/A | N/A | N/A | N/A | N/A | 18.6225 | N/A | N/A | 12820.5 | 3.1174 | 0.61483 | 19.22% | 3823.71 | 481.555 | 2362.8058 | 3.1982 | 86147.1 | 3888.45
AtticInsulation_R38 | Attic Insulation: R-38 |  | Attic Insulation: R-38 | PGE | PGE | CZ03 | 1978-1991 | Std | Mixed-fuel | Mixed-fuel | 25.43 | 14.179 | 2555.3859 | 2555.3859 | -557.3859 | 46.5038 | N/A | N/A | 1317.4259 | 2005.9291 | 0.51555 | 0.78498 | N/A | N/A | N/A | N/A | N/A | N/A | N/A | N/A | 54.95 | N/A | N/A | 1998 | 0.78188 | 0.08619 | 2.981% | 3733.91 | 430.804 | 2197.4817 | 2.8911 | 79087.5 | 3708.48
AtticInsulation_R49 | Attic Insulation: R-49 |  | Attic Insulation: R-49 | PGE | PGE | CZ03 | 1978-1991 | Std | Mixed-fuel | Mixed-fuel | 32.07 | 17.536 | 3611.6191 | 3611.6191 | -1147.4191 | 57.6701 | N/A | N/A | 1632.8103 | 2484.3009 | 0.4521 | 0.68786 | N/A | N/A | N/A | N/A | N/A | N/A | N/A | N/A | 62.6256 | N/A | N/A | 2464.2 | 0.6823 | 0.10675 | 3.692% | 3733.91 | 430.804 | 2197.4817 | 2.8911 | 79087.5 | 3701.84
Windows_0.28UFactor0.35SHGC | New Windows: 0.28 U-factor, 0.35 SHGC |  | Window Upgrade: 0.28 vs 0.30 U-factor | PGE | PGE | CZ03 | 1978-1991 | Std | Mixed-fuel | Mixed-fuel | 59.33 | 29.655 | 11871.2871 | 11871.2871 | -7608.8871 | 100.1813 | N/A | N/A | 2824.3329 | 4273.7416 | 0.23791 | 0.36001 | N/A | N/A | N/A | N/A | N/A | N/A | N/A | N/A | 118.4981 | N/A | N/A | 4262.4 | 0.35905 | 0.18242 | 6.31% | 3733.91 | 430.804 | 2197.4817 | 2.8911 | 79087.5 | 3674.58
Roof_RB | Roofing: Radiant Barrier |  | Radiant Barrier (at roof replacement) | PGE | PGE | CZ03 | 1978-1991 | Std | Mixed-fuel | Mixed-fuel | 19.06 | 8.412 | 892.9455 | 892.9455 | 322.5045 | 29.2782 | N/A | N/A | 820.203 | 1230.9685 | 0.91854 | 1.3785 | N/A | N/A | N/A | N/A | N/A | N/A | N/A | N/A | 30.4987 | N/A | N/A | 1215.45 | 1.3612 | 0.05176 | 1.79% | 3733.91 | 430.804 | 2197.4817 | 2.8911 | 79087.5 | 3714.85
Roof_0.20Ref | Roofing: Steep Sloped, 0.20 Ref. |  | 0.20 Solar Reflectance Cool Roof (at roof replacement) | PGE | PGE | CZ03 | 1978-1991 | Std | Mixed-fuel | Mixed-fuel | 5.48 | -7.458 | 892.9455 | 1203.407 | -2085.857 | -15.1386 | N/A | N/A | -477.9251 | -822.7334 | 0 | 0 | N/A | N/A | N/A | N/A | N/A | N/A | N/A | N/A | -58.9845 | N/A | N/A | -882.45 | 0 | -0.04319 | -1.494% | 3733.91 | 430.804 | 2197.4817 | 2.8911 | 79087.5 | 3728.43
Roof_0.25Ref | Roofing: Steep Sloped, 0.25 Ref. |  | 0.25 Solar Reflectance Cool Roof (at roof replacement) | PGE | PGE | CZ03 | 1978-1991 | Std | Mixed-fuel | Mixed-fuel | 9.52 | -11.309 | 1785.8911 | 2406.8139 | -3738.8139 | -22.5127 | N/A | N/A | -714.5958 | -1236.8844 | 0 | 0 | N/A | N/A | N/A | N/A | N/A | N/A | N/A | N/A | -79.328 | N/A | N/A | -1332 | 0 | -0.0652 | -2.255% | 3733.91 | 430.804 | 2197.4817 | 2.8911 | 79087.5 | 3724.39
Ducts_R6 | New Ducts: R-6 |  | New Ducts: R-6 | PGE | PGE | CZ03 | 1978-1991 | Std | Mixed-fuel | Mixed-fuel | 90.07 | 35.165 | 4808.3746 | 4808.3746 | 369.7754 | 125.1532 | N/A | N/A | 3495.1187 | 5224.0767 | 0.72688 | 1.0865 | N/A | N/A | N/A | N/A | N/A | N/A | N/A | N/A | 38.4199 | N/A | N/A | 5178.15 | 1.0769 | 0.21966 | 7.598% | 3733.91 | 430.804 | 2197.4817 | 2.8911 | 79087.5 | 3643.84
Ducts_R8 | New Ducts: R-8 |  | New Ducts: R-8 | PGE | PGE | CZ03 | 1978-1991 | Std | Mixed-fuel | Mixed-fuel | 93.66 | 37.79 | 6311.1144 | 6311.1144 | -766.6644 | 133.1913 | N/A | N/A | 3726.2846 | 5582.7381 | 0.59043 | 0.88459 | N/A | N/A | N/A | N/A | N/A | N/A | N/A | N/A | 47.3838 | N/A | N/A | 5544.45 | 0.87852 | 0.23559 | 8.149% | 3733.91 | 430.804 | 2197.4817 | 2.8911 | 79087.5 | 3640.25
DuctSealing_10% | Duct Sealing: 10% |  | Duct Sealing: 10% | PGE | PGE | CZ03 | 1978-1991 | Std | Mixed-fuel | Mixed-fuel | 66.84 | 16.616 | 2589.5542 | 2589.5542 | 57.7958 | 69.217 | N/A | N/A | 1881.3176 | 2710.3876 | 0.7265 | 1.0467 | N/A | N/A | N/A | N/A | N/A | N/A | N/A | N/A | 37.4121 | N/A | N/A | 2647.35 | 1.0223 | 0.10754 | 3.72% | 3733.91 | 430.804 | 2197.4817 | 2.8911 | 79087.5 | 3667.07
HPWH | HPWH |  | 240V Fed. Min. HPWH | PGE | PGE | CZ03 | 1978-1991 | Std | Mixed-fuel | Mixed-fuel | -1362.54 | 169.395 | 4332.0102 | 6553.7323 | 4302.0677 | -215.7697 | -155.4625 | N/A | -2201.7427 | 4224.2699 | 0 | 0.64456 | -826.8357 | 5671.5057 | 0 | 0.86539 | N/A | N/A | N/A | N/A | -20.077 | -27.8653 | N/A | 10855.8 | 1.6564 | 0.8639 | 30.44% | 3733.91 | 421.693 | 2176.4072 | 2.8379 | 77988.6 | 5096.45
HPWH_HighEfficiency | High Efficiency HPWH |  | 240V Market Std. NEEA HPWH | PGE | PGE | CZ03 | 1978-1991 | Std | Mixed-fuel | Mixed-fuel | -1047.81 | 169.569 | 5192.8306 | 7967.0806 | 5219.7194 | -79.892 | -48.8181 | N/A | 899.0311 | 7495.3377 | 0.11284 | 0.94079 | 1607.4647 | 8241.0393 | 0.20176 | 1.0344 | N/A | N/A | N/A | N/A | -64.9982 | -106.371 | N/A | 13186.8 | 1.6552 | 0.90111 | 31.75% | 3733.91 | 421.693 | 2176.4072 | 2.8379 | 77988.6 | 4781.72
HPWH_HighEfficiency_DR | High Efficiency HPWH with Demand Response |  | 240V Market Std. NEEA HPWH + DR | PGE | PGE | CZ03 | 1978-1991 | Std | Mixed-fuel | Mixed-fuel | -970.96 | 169.592 | 5192.8306 | 7967.0806 | 6218.7194 | -45.1695 | -16.14 | N/A | 1691.039 | 8329.952 | 0.21225 | 1.0455 | 2352.8655 | 9026.5947 | 0.29532 | 1.133 | N/A | N/A | N/A | N/A | -114.9632 | -321.7374 | N/A | 14185.8 | 1.7806 | 0.91727 | 32.32% | 3733.91 | 421.693 | 2176.4072 | 2.8379 | 77988.6 | 4704.87
HPWH_120V | 120V HPWH |  | 120V Market Std. NEEA HPWH | PGE | PGE | CZ03 | 1978-1991 | Std | Mixed-fuel | Mixed-fuel | -936.44 | 170.107 | 2892.8863 | 4272.7328 | 10112.8672 | -28.8476 | -4.2748 | N/A | 2072.0292 | 8752.3537 | 0.48494 | 2.0484 | 2632.2487 | 9342.0443 | 0.61606 | 2.1864 | N/A | N/A | N/A | N/A | -100.2818 | -676.7294 | N/A | 14385.6 | 3.3668 | 0.91745 | 32.33% | 3733.91 | 421.693 | 2176.4072 | 2.8379 | 77988.6 | 4670.35
HPWH_TankOutside | HPWH in Exterior Closet |  | 240V Fed. Min. HPWH, Exterior Closet | PGE | PGE | CZ03 | 1978-1991 | Std | Mixed-fuel | Mixed-fuel | -1381.99 | 168.247 | 4751.0613 | 6972.7834 | 3566.6666 | -226.9024 | -164.9445 | N/A | -2475.1928 | 3889.1501 | 0 | 0.55776 | -1062.6511 | 5376.0004 | 0 | 0.771 | N/A | N/A | N/A | N/A | -20.9388 | -28.804 | N/A | 10539.45 | 1.5115 | 0.85398 | 30.09% | 3733.91 | 421.693 | 2176.4072 | 2.8379 | 77988.6 | 5115.9
HPWH_TankInside_NotDucted | HPWH in interior closet, not ducted |  | 240V Fed. Min. HPWH, Interior Closet, Not Ducted | PGE | PGE | CZ03 | 1978-1991 | Std | Mixed-fuel | Mixed-fuel | -1154.17 | 131.808 | 4412.5691 | 6634.2911 | 1224.5089 | -214.5969 | -174.4688 | N/A | -2813.9568 | 2041.6796 | 0 | 0.30775 | -1899.0989 | 3004.6648 | 0 | 0.4529 | N/A | N/A | N/A | N/A | -20.5621 | -25.2915 | N/A | 7858.8 | 1.1846 | 0.67413 | 23.75% | 3733.91 | 421.693 | 2176.4072 | 2.8379 | 77988.6 | 4888.08
HPWH_TankInside_Ducted | HPWH in interior closet, ducted outside |  | 240V Fed. Min. HPWH, Interior Closet, Ducted | PGE | PGE | CZ03 | 1978-1991 | Std | Mixed-fuel | Mixed-fuel | -1323.09 | 178.807 | 5491.8272 | 7713.5493 | 4607.4507 | -177.9926 | -122.548 | N/A | -1180.7342 | 5683.5651 | 0 | 0.73683 | 83.3137 | 7014.1099 | 0.010801 | 0.90932 | N/A | N/A | N/A | N/A | -30.8542 | -44.8137 | N/A | 12321 | 1.5973 | 0.92498 | 32.59% | 3733.91 | 421.693 | 2176.4072 | 2.8379 | 77988.6 | 5057
HPSH_9.5HSPF2_17SEER2 | New HPSH 9.5 HSPF2, 17 SEER2 |  | High Efficiency HPSH | PGE | PGE | CZ03 | 1978-1991 | Std | Mixed-fuel | Mixed-fuel | -1321.32 | 187.262 | 3852.2557 | 6114.7729 | 4829.8271 | -12.5891 | -44.6618 | N/A | 2839.5735 | 10515.6911 | 0.46438 | 1.7197 | 2108.3669 | 9746.0184 | 0.3448 | 1.5938 | N/A | N/A | N/A | N/A | -306 | -86.2539 | N/A | 10944.6 | 1.7899 | 0.85606 | 31.1% | 3704.55 | 407.769 | 2127.2938 | 2.7522 | 74697.45 | 5025.87
MSHP | Ducted MSHP 9.5 HSPF2, 16.5 SEER2 |  | High Eff MSHP | PGE | PGE | CZ03 | 1978-1991 | Std | Mixed-fuel | Mixed-fuel | -1314.56 | 187.262 | 1447.5536 | 2808.4461 | 8186.1039 | -9.9176 | -42.7959 | N/A | 2900.4777 | 10579.7992 | 1.0328 | 3.7671 | 2150.9052 | 9790.7944 | 0.76587 | 3.4862 | N/A | N/A | N/A | N/A | -145.9574 | -33.8245 | N/A | 10994.55 | 3.9148 | 0.85753 | 31.16% | 3704.55 | 407.769 | 2127.2938 | 2.7522 | 74697.45 | 5019.11
PV_3kW | 3kW PV |  | 3kW PV | PGE | PGE | CZ03 | 1978-1991 | Std | Mixed-fuel | Mixed-fuel | 3733.9091 | 0 | 9608.1502 | 11574.2633 | -3748.7633 | 667.2516 | N/A | 508.1768 | 15212.2664 | 16012.5274 | 1.3143 | 1.3835 | N/A | N/A | N/A | N/A | 11585.6157 | 12195.092 | 1.001 | 1.0536 | 14.3996 | N/A | 18.9071 | 7825.5 | 0.67611 | 0.09514 | 3.291% | 3733.91 | 430.804 | 2197.4817 | 2.8911 | 79087.5 | 0.00091897
AE | All Electric |  | All Electric | PGE | PGE | CZ03 | 1978-1991 | Std | All Electric | Mixed-fuel | -4024 | 430.804 | 6226.4976 | 8844.3511 | 13899.5489 | -703.1912 | -497.0526 | N/A | -9566.4659 | 5494.1005 | 0 | 0.6212 | -4866.8376 | 10440.9588 | 0 | 1.1805 | N/A | N/A | N/A | N/A | -8.8546 | -12.5268 | N/A | 22743.9 | 2.5716 | 2.024 | 70.01% | 3733.91 | 430.804 | 2197.4817 | 2.8911 | 79087.5 | 7757.91
VCHP_base | Base VCHP |  | Base VCHP | PGE | PGE | CZ03 | 1978-1991 | Std | Mixed-fuel | Mixed-fuel | -1156.93 | 158.752 | 6685.4318 | 10658.1642 | -601.5642 | -18.2311 | -86.1753 | N/A | 2190.5815 | 8579.8692 | 0.20553 | 0.805 | 641.5619 | 6949.3613 | 0.060194 | 0.65202 | N/A | N/A | N/A | N/A | -366.7051 | -77.5794 | N/A | 10056.6 | 0.94356 | 0.72478 | 28.35% | 3517.14 | 379.259 | 1978.9389 | 2.5563 | 70795.8 | 4674.07
VCHP_Fujitsu48 | Fujitsu 48 VCHP |  | Fujitsu 48 VCHP | PGE | PGE | CZ03 | 1978-1991 | Std | Mixed-fuel | Mixed-fuel | -426.53 | 158.752 | 10096.5791 | 16258.7971 | 74.8529 | 270.309 | 134.9376 | N/A | 8768.8321 | 15504.1771 | 0.53933 | 0.95359 | 5682.5808 | 12255.5696 | 0.34951 | 0.75378 | N/A | N/A | N/A | N/A | 37.352 | 74.8241 | N/A | 16333.65 | 1.0046 | 0.85506 | 33.45% | 3517.14 | 379.259 | 1978.9389 | 2.5563 | 70795.8 | 3943.67
HPWH_PV | HPWH + 3kW PV |  | 240V Fed. Min. HPWH + 3kW PV | PGE | PGE | CZ03 | 1978-1991 | Std | Mixed-fuel | Mixed-fuel | 3377.831 | 169.395 | 13940.1604 | 18127.9956 | 3400.4544 | 714.5267 | N/A | 618.7967 | 19007.5204 | 26549.2738 | 1.0485 | 1.4645 | N/A | N/A | N/A | N/A | 16825.0309 | 24251.9716 | 0.92812 | 1.3378 | 19.5096 | N/A | 22.5279 | 21528.45 | 1.1876 | 0.9847 | 34.7% | 3733.91 | 421.693 | 2176.4072 | 2.8379 | 77988.6 | 356.079
HPSH_PV | HPSH + 3kW PV |  | HPSH + 3kW PV | PGE | PGE | CZ03 | 1978-1991 | Std | Mixed-fuel | Mixed-fuel | 3108.118 | 187.262 | 10552.6375 | 12914.8821 | 4057.0179 | 589.7365 | N/A | 519.0905 | 16571.6291 | 24970.1392 | 1.2831 | 1.9334 | N/A | N/A | N/A | N/A | 14961.0133 | 23274.7949 | 1.1584 | 1.8022 | 17.8938 | N/A | 20.3291 | 16971.9 | 1.3141 | 0.92325 | 33.55% | 3704.55 | 407.769 | 2127.2938 | 2.7522 | 74697.45 | 596.432
HPSH_RCV_300CFM | New HPSH |  | Heat Pump Space Heater | PGE | PGE | CZ04 | 1978-1991 | Std | Mixed-fuel | Mixed-fuel | -2250.12 | 234.783 | 1096.1794 | 1898.4186 | 7830.7314 | -314.6722 | -254.7768 | N/A | -3255.7537 | 6005.5593 | 0 | 3.1635 | -1890.2338 | 7442.9142 | 0 | 3.9206 | N/A | N/A | N/A | N/A | -3.4836 | -4.3025 | N/A | 9729.15 | 5.1249 | 0.97261 | 31.68% | 4998.18 | 450.787 | 2792.6126 | 3.0697 | 88183.95 | 7248.3
DFHP_RCV_300CFM_35F | DFHP, Existing Furnace 35F |  | Dual Fuel Heat Pump (existing furnace) | PGE | PGE | CZ04 | 1978-1991 | Std | Mixed-fuel | Mixed-fuel | -1361.69 | 159.758 | 1987.2433 | 810.8035 | 6637.2965 | -114.016 | -148.447 | N/A | 142.5268 | 6750.7216 | 0.17578 | 8.326 | -642.4436 | 5924.4567 | 0 | 7.3069 | N/A | N/A | N/A | N/A | -17.4295 | -13.3869 | N/A | 7448.1 | 9.1861 | 0.69383 | 22.35% | 4998.18 | 456.808 | 2807.6028 | 3.1049 | 86879.7 | 6359.87
RaisedFloorInsulation_R19 | Raised Floor Insulation: R-19 |  | Raised Floor Insulation: R-19 | PGE | PGE | CZ04 | 1978-1991 | Std | Mixed-fuel | Mixed-fuel | -333.88 | 87.494 | 3632.776 | 3632.776 | 5624.624 | 56.6466 | N/A | N/A | 2885.145 | 6873.475 | 0.7942 | 1.8921 | N/A | N/A | N/A | N/A | N/A | N/A | N/A | N/A | 64.1305 | N/A | N/A | 9257.4 | 2.5483 | 0.51018 | 14.23% | 6429.04 | 527.134 | 3690.1054 | 3.5862 | 108757.8 | 6762.92
RaisedFloorInsulation_R30 | Raised Floor Insulation: R-30vs0 |  | Raised Floor Insulation: R-30vsR0 | PGE | PGE | CZ04 | 1978-1991 | Std | Mixed-fuel | Mixed-fuel | -393.73 | 100.191 | 4112.6252 | 4112.6252 | 6426.8248 | 59.4631 | N/A | N/A | 3178.2742 | 7733.1091 | 0.77281 | 1.8803 | N/A | N/A | N/A | N/A | N/A | N/A | N/A | N/A | 69.1627 | N/A | N/A | 10539.45 | 2.5627 | 0.58406 | 16.29% | 6429.04 | 527.134 | 3690.1054 | 3.5862 | 108757.8 | 6822.77
AtticInsulation_R38 | Attic Insulation: R-38 |  | Attic Insulation: R-38 | PGE | PGE | CZ04 | 1978-1991 | Std | Mixed-fuel | Mixed-fuel | 336.25 | 15.759 | 2555.3859 | 2555.3859 | 1423.9641 | 203.2929 | N/A | N/A | 4920.8538 | 5868.4661 | 1.9257 | 2.2965 | N/A | N/A | N/A | N/A | N/A | N/A | N/A | N/A | 12.57 | N/A | N/A | 3979.35 | 1.5572 | 0.1058 | 3.221% | 5755.93 | 481.322 | 3249.3233 | 3.2845 | 98484.75 | 5419.68
AtticInsulation_R49 | Attic Insulation: R-49 |  | Attic Insulation: R-49 | PGE | PGE | CZ04 | 1978-1991 | Std | Mixed-fuel | Mixed-fuel | 420.26 | 19.539 | 3611.6191 | 3611.6191 | 1350.0809 | 254.2232 | N/A | N/A | 6150.4708 | 7327.6401 | 1.703 | 2.0289 | N/A | N/A | N/A | N/A | N/A | N/A | N/A | N/A | 14.2065 | N/A | N/A | 4961.7 | 1.3738 | 0.13169 | 4.009% | 5755.93 | 481.322 | 3249.3233 | 3.2845 | 98484.75 | 5335.67
Windows_0.28UFactor0.23SHGC | New Windows: 0.28 U-factor, 0.23 SHGC |  | Window Upgrade: 0.28 vs 0.30 U-factor | PGE | PGE | CZ04 | 1978-1991 | Std | Mixed-fuel | Mixed-fuel | 914 | 16.045 | 11462.7824 | 11462.7824 | -4236.6824 | 491.9537 | N/A | N/A | 11514.5388 | 12839.5489 | 1.0045 | 1.1201 | N/A | N/A | N/A | N/A | N/A | N/A | N/A | N/A | 23.3005 | N/A | N/A | 7226.1 | 0.6304 | 0.13277 | 4.042% | 5755.93 | 481.322 | 3249.3233 | 3.2845 | 98484.75 | 4841.93
Roof_RB | Roofing: Radiant Barrier |  | Radiant Barrier (at roof replacement) | PGE | PGE | CZ04 | 1978-1991 | Std | Mixed-fuel | Mixed-fuel | 334.4 | 10.194 | 892.9455 | 892.9455 | 2203.9545 | 188.6013 | N/A | N/A | 4485.343 | 5167.9456 | 5.0231 | 5.7875 | N/A | N/A | N/A | N/A | N/A | N/A | N/A | N/A | 4.7346 | N/A | N/A | 3096.9 | 3.4682 | 0.07125 | 2.169% | 5755.93 | 481.322 | 3249.3233 | 3.2845 | 98484.75 | 5421.53
Roof_0.20Ref | Roofing: Steep Sloped, 0.20 Ref. |  | 0.20 Solar Reflectance Cool Roof (at roof replacement) | PGE | PGE | CZ04 | 1978-1991 | Std | Mixed-fuel | Mixed-fuel | 246.67 | -9.974 | 892.9455 | 1203.407 | -1020.257 | 96.9866 | N/A | N/A | 2031.7815 | 1706.894 | 1.6884 | 1.4184 | N/A | N/A | N/A | N/A | N/A | N/A | N/A | N/A | 9.2069 | N/A | N/A | 183.15 | 0.15219 | -0.04997 | -1.521% | 5755.93 | 481.322 | 3249.3233 | 3.2845 | 98484.75 | 5509.26
Roof_0.25Ref | Roofing: Steep Sloped, 0.25 Ref. vs. 0.20 Ref |  | Roofing Upgrade: 0.25 vs. 0.20 Solar Reflectance (at roof replacement) | PGE | PGE | CZ04 | 1978-1991 | Std | Mixed-fuel | Mixed-fuel | 371.06 | -15.193 | 1785.8911 | 2406.8139 | -2173.7139 | 145.6291 | N/A | N/A | 3045.2758 | 2543.8596 | 1.2653 | 1.0569 | N/A | N/A | N/A | N/A | N/A | N/A | N/A | N/A | 12.2633 | N/A | N/A | 233.1 | 0.09685 | -0.07649 | -2.329% | 5755.93 | 481.322 | 3249.3233 | 3.2845 | 98484.75 | 5384.87
Ducts_R6 | New Ducts: R-6 |  | New Ducts: R-6 | PGE | PGE | CZ04 | 1978-1991 | Std | Mixed-fuel | Mixed-fuel | 702.77 | 47.314 | 4808.3746 | 4808.3746 | 5581.2254 | 460.3425 | N/A | N/A | 11358.5532 | 14034.7778 | 2.3622 | 2.9188 | N/A | N/A | N/A | N/A | N/A | N/A | N/A | N/A | 10.4452 | N/A | N/A | 10389.6 | 2.1607 | 0.31755 | 9.668% | 5755.93 | 481.322 | 3249.3233 | 3.2845 | 98484.75 | 5053.16
Ducts_R8 | New Ducts: R-8 |  | New Ducts: R-8 | PGE | PGE | CZ04 | 1978-1991 | Std | Mixed-fuel | Mixed-fuel | 738.95 | 50.778 | 6311.1144 | 6311.1144 | 4711.1856 | 486.8023 | N/A | N/A | 12024.9948 | 14888.4231 | 1.9054 | 2.3591 | N/A | N/A | N/A | N/A | N/A | N/A | N/A | N/A | 12.9644 | N/A | N/A | 11022.3 | 1.7465 | 0.3395 | 10.34% | 5755.93 | 481.322 | 3249.3233 | 3.2845 | 98484.75 | 5016.98
DuctSealing_10% | Duct Sealing: 10% |  | Duct Sealing: 10% | PGE | PGE | CZ04 | 1978-1991 | Std | Mixed-fuel | Mixed-fuel | 437.28 | 22.488 | 2589.5542 | 2589.5542 | 3138.0458 | 268.4106 | N/A | N/A | 6529.7567 | 7861.2973 | 2.5216 | 3.0358 | N/A | N/A | N/A | N/A | N/A | N/A | N/A | N/A | 9.6477 | N/A | N/A | 5727.6 | 2.2118 | 0.15963 | 4.86% | 5755.93 | 481.322 | 3249.3233 | 3.2845 | 98484.75 | 5318.65
HPWH | HPWH |  | 240V Fed. Min. HPWH | PGE | PGE | CZ04 | 1978-1991 | Std | Mixed-fuel | Mixed-fuel | -1457.03 | 165.115 | 4332.0102 | 6553.7323 | 3303.0677 | -253.5669 | -221.7349 | N/A | -3098.2933 | 3196.698 | 0 | 0.48777 | -2372.5744 | 3960.5943 | 0 | 0.60433 | N/A | N/A | N/A | N/A | -17.0843 | -19.5369 | N/A | 9856.8 | 1.504 | 0.82009 | 25.38% | 5755.93 | 472.276 | 3227.9839 | 3.2317 | 97385.85 | 7212.96
HPWH_HighEfficiency | High Efficiency HPWH |  | 240V Market Std. NEEA HPWH | PGE | PGE | CZ04 | 1978-1991 | Std | Mixed-fuel | Mixed-fuel | -1134.74 | 165.299 | 5192.8306 | 7967.0806 | 4120.8194 | -116.2662 | -116.3446 | N/A | 35.1065 | 6502.5482 | 0.0044064 | 0.81618 | 33.3175 | 6500.6651 | 0.0041819 | 0.81594 | N/A | N/A | N/A | N/A | -44.6633 | -44.6332 | N/A | 12087.9 | 1.5172 | 0.85525 | 26.46% | 5755.93 | 472.276 | 3227.9839 | 3.2317 | 97385.85 | 6890.67
HPWH_HighEfficiency_DR | High Efficiency HPWH with Demand Response |  | 240V Market Std. NEEA HPWH + DR | PGE | PGE | CZ04 | 1978-1991 | Std | Mixed-fuel | Mixed-fuel | -919.2 | 165.36 | 5192.8306 | 7967.0806 | 5785.8194 | -22.23 | -41.8655 | N/A | 2180.0314 | 8762.8406 | 0.27363 | 1.0999 | 1732.3744 | 8291.634 | 0.21744 | 1.0407 | N/A | N/A | N/A | N/A | -233.5956 | -124.0361 | N/A | 13752.9 | 1.7262 | 0.88624 | 27.42% | 5755.93 | 472.276 | 3227.9839 | 3.2317 | 97385.85 | 6675.13
HPWH_120V | 120V HPWH |  | 120V Market Std. NEEA HPWH | PGE | PGE | CZ04 | 1978-1991 | Std | Mixed-fuel | Mixed-fuel | -891.95 | 165.816 | 2892.8863 | 4272.7328 | 9879.7672 | -12.471 | -36.2768 | N/A | 2410.3542 | 9024.1347 | 0.56412 | 2.112 | 1867.6196 | 8452.8487 | 0.4371 | 1.9783 | N/A | N/A | N/A | N/A | -231.9699 | -79.7448 | N/A | 14152.5 | 3.3123 | 0.90003 | 27.85% | 5755.93 | 472.276 | 3227.9839 | 3.2317 | 97385.85 | 6647.88
HPWH_TankOutside | HPWH in Exterior Closet |  | 240V Fed. Min. HPWH, Exterior Closet | PGE | PGE | CZ04 | 1978-1991 | Std | Mixed-fuel | Mixed-fuel | -1485.3 | 163.808 | 4751.0613 | 6972.7834 | 2501.0666 | -268.4383 | -233.7167 | N/A | -3459.8758 | 2761.8341 | 0 | 0.39609 | -2668.2782 | 3595.0747 | 0 | 0.51559 | N/A | N/A | N/A | N/A | -17.6989 | -20.3283 | N/A | 9473.85 | 1.3587 | 0.80831 | 25.01% | 5755.93 | 472.276 | 3227.9839 | 3.2317 | 97385.85 | 7241.23
HPWH_TankInside_NotDucted | HPWH in interior closet, not ducted |  | 240V Fed. Min. HPWH, Interior Closet, Not Ducted | PGE | PGE | CZ04 | 1978-1991 | Std | Mixed-fuel | Mixed-fuel | -846.53 | 129.72 | 4412.5691 | 6634.2911 | 3139.2589 | -64.4577 | -80.8766 | N/A | 611.9287 | 5654.8973 | 0.092237 | 0.85237 | 237.6058 | 5260.8827 | 0.035815 | 0.79298 | N/A | N/A | N/A | N/A | -68.4568 | -54.5593 | N/A | 9773.55 | 1.4732 | 0.6742 | 20.86% | 5755.93 | 472.276 | 3227.9839 | 3.2317 | 97385.85 | 6602.46
HPWH_TankInside_Ducted | HPWH in interior closet, ducted outside |  | 240V Fed. Min. HPWH, Interior Closet, Ducted | PGE | PGE | CZ04 | 1978-1991 | Std | Mixed-fuel | Mixed-fuel | -1476.43 | 174.515 | 5491.8272 | 7713.5493 | 3242.1507 | -245.2006 | -216.5503 | N/A | -2746.8791 | 3953.4007 | 0 | 0.51253 | -2093.6979 | 4640.9433 | 0 | 0.60166 | N/A | N/A | N/A | N/A | -22.3973 | -25.3605 | N/A | 10955.7 | 1.4203 | 0.88007 | 27.23% | 5755.93 | 472.276 | 3227.9839 | 3.2317 | 97385.85 | 7232.36
HPSH_9.5HSPF2_17SEER2 | New HPSH 9.5 HSPF2, 17 SEER2 |  | High Efficiency HPSH | PGE | PGE | CZ04 | 1978-1991 | Std | Mixed-fuel | Mixed-fuel | -1749.94 | 234.783 | 4049.8042 | 6747.8627 | 6960.6373 | -102.363 | -85.5309 | N/A | 1584.5546 | 11100.4982 | 0.23482 | 1.645 | 1968.2997 | 11504.4308 | 0.29169 | 1.7049 | N/A | N/A | N/A | N/A | -39.5631 | -47.349 | N/A | 13708.5 | 2.0315 | 1.0477 | 34.13% | 4998.18 | 450.787 | 2792.6126 | 3.0697 | 88183.95 | 6748.12
MSHP | Ducted MSHP 9.5 HSPF2, 16.5 SEER2 |  | High Eff MSHP | PGE | PGE | CZ04 | 1978-1991 | Std | Mixed-fuel | Mixed-fuel | -1829.43 | 234.783 | 1431.3643 | 3090.6078 | 10151.6922 | -142.8798 | -125.8196 | N/A | 660.8383 | 10128.1887 | 0.21382 | 3.2771 | 1049.7832 | 10537.5946 | 0.33967 | 3.4096 | N/A | N/A | N/A | N/A | -10.018 | -11.3763 | N/A | 13242.3 | 4.2847 | 1.0453 | 34.05% | 4998.18 | 450.787 | 2792.6126 | 3.0697 | 88183.95 | 6827.61
PV_3kW | 3kW PV |  | 3kW PV | PGE | PGE | CZ04 | 1978-1991 | Std | Mixed-fuel | Mixed-fuel | 5003.928 | 0 | 9608.1502 | 11574.2633 | -801.7133 | 904.7219 | N/A | 688.618 | 20626.2067 | 21711.275 | 1.7821 | 1.8758 | N/A | N/A | N/A | N/A | 15699.3859 | 16525.2724 | 1.3564 | 1.4278 | 10.62 | N/A | 13.9528 | 10772.55 | 0.93073 | 0.13259 | 4.037% | 5755.93 | 481.322 | 3249.3233 | 3.2845 | 98484.75 | 752.002
AE | All Electric |  | All Electric | PGE | PGE | CZ04 | 1978-1991 | Std | All Electric | Mixed-fuel | -3998.72 | 481.322 | 6378.1896 | 9402.1509 | 19818.5991 | -518.1203 | -246.0099 | N/A | -4458.9294 | 13008.5626 | 0 | 1.3836 | 1744.7505 | 19538.5951 | 0.18557 | 2.0781 | N/A | N/A | N/A | N/A | -12.3102 | -25.9266 | N/A | 29220.75 | 3.1079 | 2.2254 | 67.75% | 5755.93 | 481.322 | 3249.3233 | 3.2845 | 98484.75 | 9754.65
VCHP_base | Base VCHP |  | Base VCHP | PGE | PGE | CZ04 | 1978-1991 | Std | Mixed-fuel | Mixed-fuel | -1447.32 | 195.564 | 11081.0734 | 17976.4839 | -5355.7839 | -76.9514 | -119.8591 | N/A | 1448.3606 | 9234.6001 | 0.08057 | 0.5137 | 470.1355 | 8204.9143 | 0.026153 | 0.45642 | N/A | N/A | N/A | N/A | -144.0009 | -92.4509 | N/A | 12620.7 | 0.70207 | 0.87004 | 31.21% | 4383.73 | 411.568 | 2408.9438 | 2.7881 | 80669.25 | 5831.05
VCHP_Fujitsu48 | Fujitsu 48 VCHP |  | Fujitsu 48 VCHP | PGE | PGE | CZ04 | 1978-1991 | Std | Mixed-fuel | Mixed-fuel | -177.15 | 195.564 | 14838.0577 | 24144.9334 | -1450.9834 | 442.6211 | 297.1348 | N/A | 13293.7795 | 21703.1626 | 0.55058 | 0.89887 | 9976.9262 | 18211.822 | 0.41321 | 0.75427 | N/A | N/A | N/A | N/A | 33.5232 | 49.9371 | N/A | 22693.95 | 0.93991 | 1.0655 | 38.22% | 4383.73 | 411.568 | 2408.9438 | 2.7881 | 80669.25 | 4560.88
HPWH_PV | HPWH + 3kW PV |  | 240V Fed. Min. HPWH + 3kW PV | PGE | PGE | CZ04 | 1978-1991 | Std | Mixed-fuel | Mixed-fuel | 3546.91 | 165.115 | 13940.1604 | 18127.9956 | 4649.2044 | 847.9623 | N/A | 699.044 | 22014.8041 | 29630.9024 | 1.2144 | 1.6345 | N/A | N/A | N/A | N/A | 18619.7073 | 26057.2022 | 1.0271 | 1.4374 | 16.4396 | N/A | 19.9417 | 22777.2 | 1.2565 | 0.95268 | 29.48% | 5755.93 | 472.276 | 3227.9839 | 3.2317 | 97385.85 | 2209.02
HPSH_PV | HPSH + 3kW PV |  | HPSH + 3kW PV | PGE | PGE | CZ04 | 1978-1991 | Std | Mixed-fuel | Mixed-fuel | 2753.82 | 234.783 | 10704.3296 | 13472.6819 | 7212.1681 | 603.5367 | N/A | 552.1618 | 17677.9348 | 28040.4915 | 1.3121 | 2.0813 | N/A | N/A | N/A | N/A | 16506.6691 | 26807.6099 | 1.2252 | 1.9898 | 17.736 | N/A | 19.3862 | 20684.85 | 1.5353 | 1.1052 | 36% | 4998.18 | 450.787 | 2792.6126 | 3.0697 | 88183.95 | 2244.36
HPSH_RCV_300CFM | New HPSH |  | Heat Pump Space Heater | CPAU | CPAU | CZ04 | 1978-1991 | Std | Mixed-fuel | Mixed-fuel | -2250.12 | 234.783 | 1096.1794 | 1898.4186 | 7830.7314 | -117.4861 | -117.4861 | N/A | 509.7511 | 8211.743 | 0.26851 | 4.3256 | 509.7511 | 8211.743 | 0.26851 | 4.3256 | N/A | N/A | N/A | N/A | -9.3303 | -9.3303 | N/A | 9729.15 | 5.1249 | 0.97261 | 31.68% | 4998.18 | 450.787 | 1863.3323 | 3.0697 | 88183.95 | 7248.3
DFHP_RCV_300CFM_35F | DFHP, Existing Furnace 35F |  | Dual Fuel Heat Pump (existing furnace) | CPAU | CPAU | CZ04 | 1978-1991 | Std | Mixed-fuel | Mixed-fuel | -1361.69 | 159.758 | 1987.2433 | 810.8035 | 6637.2965 | -13.373 | -13.373 | N/A | 2039.842 | 7791.6893 | 2.5158 | 9.6098 | 2039.842 | 7791.6893 | 2.5158 | 9.6098 | N/A | N/A | N/A | N/A | -148.6015 | -148.6015 | N/A | 7448.1 | 9.1861 | 0.69383 | 22.35% | 4998.18 | 456.808 | 1878.4017 | 3.1049 | 86879.7 | 6359.87
RaisedFloorInsulation_R19 | Raised Floor Insulation: R-19 |  | Raised Floor Insulation: R-19 | CPAU | CPAU | CZ04 | 1978-1991 | Std | Mixed-fuel | Mixed-fuel | -333.88 | 87.494 | 3632.776 | 3632.776 | 5624.624 | 128.3715 | N/A | N/A | 4468.9261 | 8416.7606 | 1.2302 | 2.3169 | N/A | N/A | N/A | N/A | N/A | N/A | N/A | N/A | 28.2989 | N/A | N/A | 9257.4 | 2.5483 | 0.51018 | 14.23% | 6429.04 | 527.134 | 2402.762 | 3.5862 | 108757.8 | 6762.92
RaisedFloorInsulation_R30 | Raised Floor Insulation: R-30vs0 |  | Raised Floor Insulation: R-30vsR0 | CPAU | CPAU | CZ04 | 1978-1991 | Std | Mixed-fuel | Mixed-fuel | -393.73 | 100.191 | 4112.6252 | 4112.6252 | 6426.8248 | 143.9672 | N/A | N/A | 5046.5525 | 9559.3733 | 1.2271 | 2.3244 | N/A | N/A | N/A | N/A | N/A | N/A | N/A | N/A | 28.5664 | N/A | N/A | 10539.45 | 2.5627 | 0.58406 | 16.29% | 6429.04 | 527.134 | 2402.762 | 3.5862 | 108757.8 | 6822.77
AtticInsulation_R38 | Attic Insulation: R-38 |  | Attic Insulation: R-38 | CPAU | CPAU | CZ04 | 1978-1991 | Std | Mixed-fuel | Mixed-fuel | 336.25 | 15.759 | 2555.3859 | 2555.3859 | 1423.9641 | 120.5671 | N/A | N/A | 3037.529 | 3892.5452 | 1.1887 | 1.5233 | N/A | N/A | N/A | N/A | N/A | N/A | N/A | N/A | 21.1947 | N/A | N/A | 3979.35 | 1.5572 | 0.1058 | 3.221% | 5755.93 | 481.322 | 2125.3468 | 3.2845 | 98484.75 | 5419.68
AtticInsulation_R49 | Attic Insulation: R-49 |  | Attic Insulation: R-49 | CPAU | CPAU | CZ04 | 1978-1991 | Std | Mixed-fuel | Mixed-fuel | 420.26 | 19.539 | 3611.6191 | 3611.6191 | 1350.0809 | 150.3242 | N/A | N/A | 3784.6663 | 4844.4248 | 1.0479 | 1.3413 | N/A | N/A | N/A | N/A | N/A | N/A | N/A | N/A | 24.0255 | N/A | N/A | 4961.7 | 1.3738 | 0.13169 | 4.009% | 5755.93 | 481.322 | 2125.3468 | 3.2845 | 98484.75 | 5335.67
Windows_0.28UFactor0.23SHGC | New Windows: 0.28 U-factor, 0.23 SHGC |  | Window Upgrade: 0.28 vs 0.30 U-factor | CPAU | CPAU | CZ04 | 1978-1991 | Std | Mixed-fuel | Mixed-fuel | 914 | 16.045 | 11462.7824 | 11462.7824 | -4236.6824 | 265.5875 | N/A | N/A | 6374.5596 | 7479.2629 | 0.55611 | 0.65248 | N/A | N/A | N/A | N/A | N/A | N/A | N/A | N/A | 43.1601 | N/A | N/A | 7226.1 | 0.6304 | 0.13277 | 4.042% | 5755.93 | 481.322 | 2125.3468 | 3.2845 | 98484.75 | 4841.93
Roof_RB | Roofing: Radiant Barrier |  | Radiant Barrier (at roof replacement) | CPAU | CPAU | CZ04 | 1978-1991 | Std | Mixed-fuel | Mixed-fuel | 334.4 | 10.194 | 892.9455 | 892.9455 | 2203.9545 | 106.682 | N/A | N/A | 2618.6591 | 3205.3385 | 2.9326 | 3.5896 | N/A | N/A | N/A | N/A | N/A | N/A | N/A | N/A | 8.3702 | N/A | N/A | 3096.9 | 3.4682 | 0.07125 | 2.169% | 5755.93 | 481.322 | 2125.3468 | 3.2845 | 98484.75 | 5421.53
Roof_0.20Ref | Roofing: Steep Sloped, 0.20 Ref. |  | 0.20 Solar Reflectance Cool Roof (at roof replacement) | CPAU | CPAU | CZ04 | 1978-1991 | Std | Mixed-fuel | Mixed-fuel | 246.67 | -9.974 | 892.9455 | 1203.407 | -1020.257 | 37.2338 | N/A | N/A | 683.2347 | 320.4363 | 0.56775 | 0.26627 | N/A | N/A | N/A | N/A | N/A | N/A | N/A | N/A | 23.9821 | N/A | N/A | 183.15 | 0.15219 | -0.04997 | -1.521% | 5755.93 | 481.322 | 2125.3468 | 3.2845 | 98484.75 | 5509.26
Roof_0.25Ref | Roofing: Steep Sloped, 0.25 Ref. vs. 0.20 Ref |  | Roofing Upgrade: 0.25 vs. 0.20 Solar Reflectance (at roof replacement) | CPAU | CPAU | CZ04 | 1978-1991 | Std | Mixed-fuel | Mixed-fuel | 371.06 | -15.193 | 1785.8911 | 2406.8139 | -2173.7139 | 55.7111 | N/A | N/A | 1018.0034 | 464.6194 | 0.42297 | 0.19304 | N/A | N/A | N/A | N/A | N/A | N/A | N/A | N/A | 32.0563 | N/A | N/A | 233.1 | 0.09685 | -0.07649 | -2.329% | 5755.93 | 481.322 | 2125.3468 | 3.2845 | 98484.75 | 5384.87
Ducts_R6 | New Ducts: R-6 |  | New Ducts: R-6 | CPAU | CPAU | CZ04 | 1978-1991 | Std | Mixed-fuel | Mixed-fuel | 702.77 | 47.314 | 4808.3746 | 4808.3746 | 5581.2254 | 289.3209 | N/A | N/A | 7464.8542 | 9949.0514 | 1.5525 | 2.0691 | N/A | N/A | N/A | N/A | N/A | N/A | N/A | N/A | 16.6195 | N/A | N/A | 10389.6 | 2.1607 | 0.31755 | 9.668% | 5755.93 | 481.322 | 2125.3468 | 3.2845 | 98484.75 | 5053.16
Ducts_R8 | New Ducts: R-8 |  | New Ducts: R-8 | CPAU | CPAU | CZ04 | 1978-1991 | Std | Mixed-fuel | Mixed-fuel | 738.95 | 50.778 | 6311.1144 | 6311.1144 | 4711.1856 | 306.8129 | N/A | N/A | 7927.2664 | 10588.9486 | 1.2561 | 1.6778 | N/A | N/A | N/A | N/A | N/A | N/A | N/A | N/A | 20.5699 | N/A | N/A | 11022.3 | 1.7465 | 0.3395 | 10.34% | 5755.93 | 481.322 | 2125.3468 | 3.2845 | 98484.75 | 5016.98
DuctSealing_10% | Duct Sealing: 10% |  | Duct Sealing: 10% | CPAU | CPAU | CZ04 | 1978-1991 | Std | Mixed-fuel | Mixed-fuel | 437.28 | 22.488 | 2589.5542 | 2589.5542 | 3138.0458 | 162.559 | N/A | N/A | 4119.0188 | 5329.7754 | 1.5906 | 2.0582 | N/A | N/A | N/A | N/A | N/A | N/A | N/A | N/A | 15.9299 | N/A | N/A | 5727.6 | 2.2118 | 0.15963 | 4.86% | 5755.93 | 481.322 | 2125.3468 | 3.2845 | 98484.75 | 5318.65
HPWH | HPWH |  | 240V Fed. Min. HPWH | CPAU | CPAU | CZ04 | 1978-1991 | Std | Mixed-fuel | Mixed-fuel | -1457.03 | 165.115 | 4332.0102 | 6553.7323 | 3303.0677 | -54.5191 | -54.5191 | N/A | 965.8981 | 6334.146 | 0.14738 | 0.96649 | 965.8981 | 6334.146 | 0.14738 | 0.96649 | N/A | N/A | N/A | N/A | -79.4585 | -79.4585 | N/A | 9856.8 | 1.504 | 0.82009 | 25.38% | 5755.93 | 472.276 | 2108.403 | 3.2317 | 97385.85 | 7212.96
HPWH_HighEfficiency | High Efficiency HPWH |  | 240V Market Std. NEEA HPWH | CPAU | CPAU | CZ04 | 1978-1991 | Std | Mixed-fuel | Mixed-fuel | -1134.74 | 165.299 | 5192.8306 | 7967.0806 | 4120.8194 | 25.408 | 25.408 | N/A | 2791.1146 | 8262.6201 | 0.35033 | 1.0371 | 2791.1146 | 8262.6201 | 0.35033 | 1.0371 | N/A | N/A | N/A | N/A | 204.3781 | 204.3781 | N/A | 12087.9 | 1.5172 | 0.85525 | 26.46% | 5755.93 | 472.276 | 2108.403 | 3.2317 | 97385.85 | 6890.67
HPWH_HighEfficiency_DR | High Efficiency HPWH with Demand Response |  | 240V Market Std. NEEA HPWH + DR | CPAU | CPAU | CZ04 | 1978-1991 | Std | Mixed-fuel | Mixed-fuel | -919.2 | 165.36 | 5192.8306 | 7967.0806 | 5785.8194 | 78.7285 | 78.7285 | N/A | 4007.7474 | 9545.685 | 0.50304 | 1.1981 | 4007.7474 | 9545.685 | 0.50304 | 1.1981 | N/A | N/A | N/A | N/A | 65.9587 | 65.9587 | N/A | 13752.9 | 1.7262 | 0.88624 | 27.42% | 5755.93 | 472.276 | 2108.403 | 3.2317 | 97385.85 | 6675.13
HPWH_120V | 120V HPWH |  | 120V Market Std. NEEA HPWH | CPAU | CPAU | CZ04 | 1978-1991 | Std | Mixed-fuel | Mixed-fuel | -891.95 | 165.816 | 2892.8863 | 4272.7328 | 9879.7672 | 86.4691 | 86.4691 | N/A | 4191.6886 | 9757.2807 | 0.98103 | 2.2836 | 4191.6886 | 9757.2807 | 0.98103 | 2.2836 | N/A | N/A | N/A | N/A | 33.4557 | 33.4557 | N/A | 14152.5 | 3.3123 | 0.90003 | 27.85% | 5755.93 | 472.276 | 2108.403 | 3.2317 | 97385.85 | 6647.88
HPWH_TankOutside | HPWH in Exterior Closet |  | 240V Fed. Min. HPWH, Exterior Closet | CPAU | CPAU | CZ04 | 1978-1991 | Std | Mixed-fuel | Mixed-fuel | -1485.3 | 163.808 | 4751.0613 | 6972.7834 | 2501.0666 | -64.4454 | -64.4454 | N/A | 717.9499 | 6021.0497 | 0.10296 | 0.86351 | 717.9499 | 6021.0497 | 0.10296 | 0.86351 | N/A | N/A | N/A | N/A | -73.7222 | -73.7222 | N/A | 9473.85 | 1.3587 | 0.80831 | 25.01% | 5755.93 | 472.276 | 2108.403 | 3.2317 | 97385.85 | 7241.23
HPWH_TankInside_NotDucted | HPWH in interior closet, not ducted |  | 240V Fed. Min. HPWH, Interior Closet, Not Ducted | CPAU | CPAU | CZ04 | 1978-1991 | Std | Mixed-fuel | Mixed-fuel | -846.53 | 129.72 | 4412.5691 | 6634.2911 | 3139.2589 | 21.2108 | 21.2108 | N/A | 2143.0316 | 6250.6451 | 0.32302 | 0.94217 | 2143.0316 | 6250.6451 | 0.32302 | 0.94217 | N/A | N/A | N/A | N/A | 208.0342 | 208.0342 | N/A | 9773.55 | 1.4732 | 0.6742 | 20.86% | 5755.93 | 472.276 | 2108.403 | 3.2317 | 97385.85 | 6602.46
HPWH_TankInside_Ducted | HPWH in interior closet, ducted outside |  | 240V Fed. Min. HPWH, Interior Closet, Ducted | CPAU | CPAU | CZ04 | 1978-1991 | Std | Mixed-fuel | Mixed-fuel | -1476.43 | 174.515 | 5491.8272 | 7713.5493 | 3242.1507 | -39.2358 | -39.2358 | N/A | 1461.5515 | 7210.2791 | 0.18948 | 0.93476 | 1461.5515 | 7210.2791 | 0.18948 | 0.93476 | N/A | N/A | N/A | N/A | -139.9697 | -139.9697 | N/A | 10955.7 | 1.4203 | 0.88007 | 27.23% | 5755.93 | 472.276 | 2108.403 | 3.2317 | 97385.85 | 7232.36
HPSH_9.5HSPF2_17SEER2 | New HPSH 9.5 HSPF2, 17 SEER2 |  | High Efficiency HPSH | CPAU | CPAU | CZ04 | 1978-1991 | Std | Mixed-fuel | Mixed-fuel | -1749.94 | 234.783 | 4049.8042 | 6747.8627 | 6960.6373 | 5.6364 | 5.6364 | N/A | 3316.7463 | 11166.4038 | 0.49153 | 1.6548 | 3316.7463 | 11166.4038 | 0.49153 | 1.6548 | N/A | N/A | N/A | N/A | 718.5045 | 718.5045 | N/A | 13708.5 | 2.0315 | 1.0477 | 34.13% | 4998.18 | 450.787 | 1863.3323 | 3.0697 | 88183.95 | 6748.12
MSHP | Ducted MSHP 9.5 HSPF2, 16.5 SEER2 |  | High Eff MSHP | CPAU | CPAU | CZ04 | 1978-1991 | Std | Mixed-fuel | Mixed-fuel | -1829.43 | 234.783 | 1431.3643 | 3090.6078 | 10151.6922 | -13.8587 | -13.8587 | N/A | 2872.2889 | 10698.5651 | 0.92936 | 3.4616 | 2872.2889 | 10698.5651 | 0.92936 | 3.4616 | N/A | N/A | N/A | N/A | -103.2828 | -103.2828 | N/A | 13242.3 | 4.2847 | 1.0453 | 34.05% | 4998.18 | 450.787 | 1863.3323 | 3.0697 | 88183.95 | 6827.61
PV_3kW | 3kW PV |  | 3kW PV | CPAU | CPAU | CZ04 | 1978-1991 | Std | Mixed-fuel | Mixed-fuel | 5003.928 | 0 | 9608.1502 | 11574.2633 | -801.7133 | 930.2814 | N/A | 930.2814 | 21208.9224 | 22324.6452 | 1.8324 | 1.9288 | N/A | N/A | N/A | N/A | 21208.9224 | 22324.6452 | 1.8324 | 1.9288 | 10.3282 | N/A | 10.3282 | 10772.55 | 0.93073 | 0.13259 | 4.037% | 5755.93 | 481.322 | 2125.3468 | 3.2845 | 98484.75 | 752.002
AE | All Electric |  | All Electric | CPAU | CPAU | CZ04 | 1978-1991 | Std | All Electric | Mixed-fuel | -3998.72 | 481.322 | 6378.1896 | 9402.1509 | 19818.5991 | 5.4311 | 5.4311 | N/A | 7372.2639 | 25209.5285 | 0.7841 | 2.6813 | 7372.2639 | 25209.5285 | 0.7841 | 2.6813 | N/A | N/A | N/A | N/A | 1174.3778 | 1174.3778 | N/A | 29220.75 | 3.1079 | 2.2254 | 67.75% | 5755.93 | 481.322 | 2125.3468 | 3.2845 | 98484.75 | 9754.65
VCHP_base | Base VCHP |  | Base VCHP | CPAU | CPAU | CZ04 | 1978-1991 | Std | Mixed-fuel | Mixed-fuel | -1447.32 | 195.564 | 11081.0734 | 17976.4839 | -5355.7839 | -11.276 | -11.276 | N/A | 2210.4826 | 8267.0097 | 0.12297 | 0.45988 | 2210.4826 | 8267.0097 | 0.12297 | 0.45988 | N/A | N/A | N/A | N/A | -982.7092 | -982.7092 | N/A | 12620.7 | 0.70207 | 0.87004 | 31.21% | 4383.73 | 411.568 | 1621.2785 | 2.7881 | 80669.25 | 5831.05
VCHP_Fujitsu48 | Fujitsu 48 VCHP |  | Fujitsu 48 VCHP | CPAU | CPAU | CZ04 | 1978-1991 | Std | Mixed-fuel | Mixed-fuel | -177.15 | 195.564 | 14838.0577 | 24144.9334 | -1450.9834 | 299.2574 | 299.2574 | N/A | 9290.1474 | 15719.1094 | 0.38477 | 0.65103 | 9290.1474 | 15719.1094 | 0.38477 | 0.65103 | N/A | N/A | N/A | N/A | 49.5829 | 49.5829 | N/A | 22693.95 | 0.93991 | 1.0655 | 38.22% | 4383.73 | 411.568 | 1621.2785 | 2.7881 | 80669.25 | 4560.88
HPWH_PV | HPWH + 3kW PV |  | 240V Fed. Min. HPWH + 3kW PV | CPAU | CPAU | CZ04 | 1978-1991 | Std | Mixed-fuel | Mixed-fuel | 3546.91 | 165.115 | 13940.1604 | 18127.9956 | 4649.2044 | 949.9036 | N/A | 949.9036 | 23865.1231 | 30438.0143 | 1.3165 | 1.6791 | N/A | N/A | N/A | N/A | 23865.1231 | 30438.0143 | 1.3165 | 1.6791 | 14.6753 | N/A | 14.6753 | 22777.2 | 1.2565 | 0.95268 | 29.48% | 5755.93 | 472.276 | 2108.403 | 3.2317 | 97385.85 | 2209.02
HPSH_PV | HPSH + 3kW PV |  | HPSH + 3kW PV | CPAU | CPAU | CZ04 | 1978-1991 | Std | Mixed-fuel | Mixed-fuel | 2753.82 | 234.783 | 10704.3296 | 13472.6819 | 7212.1681 | 840.0485 | N/A | 840.0485 | 22340.0011 | 31190.4015 | 1.6582 | 2.3151 | N/A | N/A | N/A | N/A | 22340.0011 | 31190.4015 | 1.6582 | 2.3151 | 12.7425 | N/A | 12.7425 | 20684.85 | 1.5353 | 1.1052 | 36% | 4998.18 | 450.787 | 1863.3323 | 3.0697 | 88183.95 | 2244.36
HPSH_RCV_300CFM | New HPSH |  | Heat Pump Space Heater | PGE | PGE | CZ05 | 1978-1991 | Std | Mixed-fuel | Mixed-fuel | -1644.42 | 168.939 | 1020.3334 | 1617.9653 | 5191.8847 | -184.5029 | -187.9438 | N/A | -1428.6469 | 5183.1124 | 0 | 3.2035 | -1507.0929 | 5100.5396 | 0 | 3.1524 | N/A | N/A | N/A | N/A | -5.5302 | -5.4289 | N/A | 6809.85 | 4.2089 | 0.70742 | 26.72% | 3702.88 | 390.2 | 2079.9742 | 2.6474 | 72310.95 | 5347.3
DFHP_RCV_300CFM_35F | DFHP, Existing Furnace 35F |  | Dual Fuel Heat Pump (existing furnace) | PGE | PGE | CZ05 | 1978-1991 | Std | Mixed-fuel | Mixed-fuel | -1276.91 | 150.329 | 2014.2367 | 672.8765 | 5248.9735 | -74.4622 | -116.5386 | N/A | 795.7231 | 6839.8922 | 1.1826 | 10.1652 | -163.5512 | 5830.154 | 0 | 8.6645 | N/A | N/A | N/A | N/A | -27.0505 | -17.2839 | N/A | 5921.85 | 8.8008 | 0.66576 | 24.91% | 3702.88 | 394.532 | 2090.713 | 2.6728 | 71373 | 4979.79
RaisedFloorInsulation_R19 | Raised Floor Insulation: R-19 |  | Raised Floor Insulation: R-19 | PGE | PGE | CZ05 | 1978-1991 | Std | Mixed-fuel | Mixed-fuel | 11.36 | 83.65 | 3632.776 | 3632.776 | 6939.974 | 206.9714 | N/A | N/A | 6216.5696 | 10149.6759 | 1.7112 | 2.7939 | N/A | N/A | N/A | N/A | N/A | N/A | N/A | N/A | 17.5521 | N/A | N/A | 10572.75 | 2.9104 | 0.49511 | 16.51% | 3818.87 | 448.151 | 2272.9338 | 2.9988 | 81451.8 | 3807.51
RaisedFloorInsulation_R30 | Raised Floor Insulation: R-30vs0 |  | Raised Floor Insulation: R-30vsR0 | PGE | PGE | CZ05 | 1978-1991 | Std | Mixed-fuel | Mixed-fuel | 7.26 | 95.229 | 4112.6252 | 4112.6252 | 7875.3748 | 232.2625 | N/A | N/A | 6996.0809 | 11458.6803 | 1.7011 | 2.7862 | N/A | N/A | N/A | N/A | N/A | N/A | N/A | N/A | 17.7068 | N/A | N/A | 11988 | 2.9149 | 0.56346 | 18.79% | 3818.87 | 448.151 | 2272.9338 | 2.9988 | 81451.8 | 3811.61
AtticInsulation_R38 | Attic Insulation: R-38 |  | Attic Insulation: R-38 | PGE | PGE | CZ05 | 1978-1991 | Std | Mixed-fuel | Mixed-fuel | 25.9 | 13.365 | 2555.3859 | 2555.3859 | -690.5859 | 44.3513 | N/A | N/A | 1253.7446 | 1903.7344 | 0.49063 | 0.74499 | N/A | N/A | N/A | N/A | N/A | N/A | N/A | N/A | 57.6169 | N/A | N/A | 1864.8 | 0.72975 | 0.08126 | 2.925% | 3732.58 | 411.862 | 2146.2507 | 2.7782 | 76373.55 | 3706.68
AtticInsulation_R49 | Attic Insulation: R-49 |  | Attic Insulation: R-49 | PGE | PGE | CZ05 | 1978-1991 | Std | Mixed-fuel | Mixed-fuel | 32.96 | 16.578 | 3611.6191 | 3611.6191 | -1263.9691 | 55.3173 | N/A | N/A | 1561.9156 | 2368.1364 | 0.43247 | 0.6557 | N/A | N/A | N/A | N/A | N/A | N/A | N/A | N/A | 65.2891 | N/A | N/A | 2347.65 | 0.65003 | 0.10095 | 3.634% | 3732.58 | 411.862 | 2146.2507 | 2.7782 | 76373.55 | 3699.62
Windows_0.28UFactor0.35SHGC | New Windows: 0.28 U-factor, 0.35 SHGC |  | Window Upgrade: 0.28 vs 0.30 U-factor | PGE | PGE | CZ05 | 1978-1991 | Std | Mixed-fuel | Mixed-fuel | 55.68 | 26.062 | 11871.2871 | 11871.2871 | -8174.9871 | 88.574 | N/A | N/A | 2492.9114 | 3764.09 | 0.21 | 0.31708 | N/A | N/A | N/A | N/A | N/A | N/A | N/A | N/A | 134.0268 | N/A | N/A | 3696.3 | 0.31136 | 0.16039 | 5.773% | 3732.58 | 411.862 | 2146.2507 | 2.7782 | 76373.55 | 3676.9
Roof_RB | Roofing: Radiant Barrier |  | Radiant Barrier (at roof replacement) | PGE | PGE | CZ05 | 1978-1991 | Std | Mixed-fuel | Mixed-fuel | 21.31 | 8.259 | 892.9455 | 892.9455 | 305.8545 | 29.4607 | N/A | N/A | 820.9599 | 1223.5723 | 0.91938 | 1.3703 | N/A | N/A | N/A | N/A | N/A | N/A | N/A | N/A | 30.3098 | N/A | N/A | 1198.8 | 1.3425 | 0.05096 | 1.834% | 3732.58 | 411.862 | 2146.2507 | 2.7782 | 76373.55 | 3711.27
Roof_0.20Ref | Roofing: Steep Sloped, 0.20 Ref. |  | 0.20 Solar Reflectance Cool Roof (at roof replacement) | PGE | PGE | CZ05 | 1978-1991 | Std | Mixed-fuel | Mixed-fuel | 7.02 | -8.982 | 892.9455 | 1203.407 | -2235.707 | -18.3799 | N/A | N/A | -578.4994 | -992.8243 | 0 | 0 | N/A | N/A | N/A | N/A | N/A | N/A | N/A | N/A | -48.5828 | N/A | N/A | -1032.3 | 0 | -0.05193 | -1.869% | 3732.58 | 411.862 | 2146.2507 | 2.7782 | 76373.55 | 3725.56
Roof_0.25Ref | Roofing: Steep Sloped, 0.25 Ref. |  | 0.25 Solar Reflectance Cool Roof (at roof replacement) | PGE | PGE | CZ05 | 1978-1991 | Std | Mixed-fuel | Mixed-fuel | 8.89 | -13.655 | 1785.8911 | 2406.8139 | -4005.2139 | -28.7014 | N/A | N/A | -896.754 | -1527.4848 | 0 | 0 | N/A | N/A | N/A | N/A | N/A | N/A | N/A | N/A | -62.2231 | N/A | N/A | -1598.4 | 0 | -0.07914 | -2.849% | 3732.58 | 411.862 | 2146.2507 | 2.7782 | 76373.55 | 3723.69
Ducts_R6 | New Ducts: R-6 |  | New Ducts: R-6 | PGE | PGE | CZ05 | 1978-1991 | Std | Mixed-fuel | Mixed-fuel | 89.84 | 32.592 | 4808.3746 | 4808.3746 | -13.1746 | 117.7815 | N/A | N/A | 3276.2347 | 4871.3348 | 0.68136 | 1.0131 | N/A | N/A | N/A | N/A | N/A | N/A | N/A | N/A | 40.8245 | N/A | N/A | 4795.2 | 0.99726 | 0.20384 | 7.337% | 3732.58 | 411.862 | 2146.2507 | 2.7782 | 76373.55 | 3642.74
Ducts_R8 | New Ducts: R-8 |  | New Ducts: R-8 | PGE | PGE | CZ05 | 1978-1991 | Std | Mixed-fuel | Mixed-fuel | 93.12 | 34.905 | 6311.1144 | 6311.1144 | -1199.5644 | 124.6868 | N/A | N/A | 3474.3261 | 5177.7335 | 0.55051 | 0.82042 | N/A | N/A | N/A | N/A | N/A | N/A | N/A | N/A | 50.6157 | N/A | N/A | 5111.55 | 0.80993 | 0.21785 | 7.842% | 3732.58 | 411.862 | 2146.2507 | 2.7782 | 76373.55 | 3639.46
DuctSealing_10% | Duct Sealing: 10% |  | Duct Sealing: 10% | PGE | PGE | CZ05 | 1978-1991 | Std | Mixed-fuel | Mixed-fuel | 65.29 | 15.872 | 2589.5542 | 2589.5542 | -75.4042 | 66.3534 | N/A | N/A | 1801.3265 | 2590.7832 | 0.69561 | 1.0005 | N/A | N/A | N/A | N/A | N/A | N/A | N/A | N/A | 39.0267 | N/A | N/A | 2514.15 | 0.97088 | 0.10243 | 3.687% | 3732.58 | 411.862 | 2146.2507 | 2.7782 | 76373.55 | 3667.29
HPWH | HPWH |  | 240V Fed. Min. HPWH | PGE | PGE | CZ05 | 1978-1991 | Std | Mixed-fuel | Mixed-fuel | -1390.8 | 170.231 | 4332.0102 | 6553.7323 | 4202.1677 | -225.8926 | -162.3852 | N/A | -2412.7077 | 4049.9244 | 0 | 0.61796 | -964.8396 | 5573.9595 | 0 | 0.8505 | N/A | N/A | N/A | N/A | -19.1773 | -26.6774 | N/A | 10755.9 | 1.6412 | 0.86471 | 31.73% | 3732.58 | 402.74 | 2124.9731 | 2.7248 | 75291.3 | 5123.38
HPWH_HighEfficiency | High Efficiency HPWH |  | 240V Market Std. NEEA HPWH | PGE | PGE | CZ05 | 1978-1991 | Std | Mixed-fuel | Mixed-fuel | -1077.23 | 170.41 | 5192.8306 | 7967.0806 | 5086.5194 | -89.9538 | -55.4493 | N/A | 689.4089 | 7322.2869 | 0.086532 | 0.91907 | 1476.0569 | 8150.3175 | 0.18527 | 1.023 | N/A | N/A | N/A | N/A | -57.7277 | -93.6501 | N/A | 13053.6 | 1.6384 | 0.90034 | 33.04% | 3732.58 | 402.74 | 2124.9731 | 2.7248 | 75291.3 | 4809.81
HPWH_HighEfficiency_DR | High Efficiency HPWH with Demand Response |  | 240V Market Std. NEEA HPWH + DR | PGE | PGE | CZ05 | 1978-1991 | Std | Mixed-fuel | Mixed-fuel | -967.35 | 170.431 | 5192.8306 | 7967.0806 | 6285.3194 | -41.6097 | -12.3115 | N/A | 1791.9199 | 8483.6207 | 0.22492 | 1.0648 | 2459.8717 | 9186.7109 | 0.30875 | 1.1531 | N/A | N/A | N/A | N/A | -124.7986 | -421.787 | N/A | 14252.4 | 1.7889 | 0.91962 | 33.75% | 3732.58 | 402.74 | 2124.9731 | 2.7248 | 75291.3 | 4699.93
HPWH_120V | 120V HPWH |  | 120V Market Std. NEEA HPWH | PGE | PGE | CZ05 | 1978-1991 | Std | Mixed-fuel | Mixed-fuel | -935.16 | 170.881 | 2892.8863 | 4272.7328 | 10212.7672 | -26.3454 | -1.0238 | N/A | 2147.2495 | 8875.2842 | 0.50255 | 2.0772 | 2724.5416 | 9482.9455 | 0.63766 | 2.2194 | N/A | N/A | N/A | N/A | -109.8061 | -2825.6595 | N/A | 14485.5 | 3.3902 | 0.92312 | 33.88% | 3732.58 | 402.74 | 2124.9731 | 2.7248 | 75291.3 | 4667.74
HPWH_TankOutside | HPWH in Exterior Closet |  | 240V Fed. Min. HPWH, Exterior Closet | PGE | PGE | CZ05 | 1978-1991 | Std | Mixed-fuel | Mixed-fuel | -1423.9 | 168.99 | 4751.0613 | 6972.7834 | 3383.5166 | -243.201 | -176.9814 | N/A | -2827.5943 | 3564.3862 | 0 | 0.51119 | -1317.8922 | 5153.5081 | 0 | 0.73909 | N/A | N/A | N/A | N/A | -19.5355 | -26.845 | N/A | 10356.3 | 1.4852 | 0.85335 | 31.32% | 3732.58 | 402.74 | 2124.9731 | 2.7248 | 75291.3 | 5156.48
HPWH_TankInside_NotDucted | HPWH in interior closet, not ducted |  | 240V Fed. Min. HPWH, Interior Closet, Not Ducted | PGE | PGE | CZ05 | 1978-1991 | Std | Mixed-fuel | Mixed-fuel | -1161.83 | 130.365 | 4412.5691 | 6634.2911 | 1058.0089 | -218.4813 | -177.4293 | N/A | -2899.741 | 1958.0578 | 0 | 0.29514 | -1963.8209 | 2943.2132 | 0 | 0.44364 | N/A | N/A | N/A | N/A | -20.1966 | -24.8695 | N/A | 7692.3 | 1.1595 | 0.66589 | 24.44% | 3732.58 | 402.74 | 2124.9731 | 2.7248 | 75291.3 | 4894.41
HPWH_TankInside_Ducted | HPWH in interior closet, ducted outside |  | 240V Fed. Min. HPWH, Interior Closet, Ducted | PGE | PGE | CZ05 | 1978-1991 | Std | Mixed-fuel | Mixed-fuel | -1354.66 | 179.932 | 5491.8272 | 7713.5493 | 4540.8507 | -189.9247 | -130.6342 | N/A | -1437.4052 | 5450.3722 | 0 | 0.7066 | -85.6777 | 6873.2091 | 0 | 0.89106 | N/A | N/A | N/A | N/A | -28.9158 | -42.0397 | N/A | 12254.4 | 1.5887 | 0.928 | 34.06% | 3732.58 | 402.74 | 2124.9731 | 2.7248 | 75291.3 | 5087.24
HPSH_9.5HSPF2_17SEER2 | New HPSH 9.5 HSPF2, 17 SEER2 |  | High Efficiency HPSH | PGE | PGE | CZ05 | 1978-1991 | Std | Mixed-fuel | Mixed-fuel | -1347.69 | 168.939 | 3951.0299 | 6429.7645 | 2761.0355 | -65.6663 | -98.4034 | N/A | 1280.6387 | 8034.9234 | 0.19917 | 1.2496 | 534.2847 | 7249.3065 | 0.083096 | 1.1275 | N/A | N/A | N/A | N/A | -60.1683 | -40.1514 | N/A | 9190.8 | 1.4294 | 0.75654 | 28.58% | 3702.88 | 390.2 | 2079.9742 | 2.6474 | 72310.95 | 5050.57
MSHP | Ducted MSHP 9.5 HSPF2, 16.5 SEER2 |  | High Eff MSHP | PGE | PGE | CZ05 | 1978-1991 | Std | Mixed-fuel | Mixed-fuel | -1340.95 | 168.939 | 1441.5303 | 2951.3745 | 6289.3755 | -62.965 | -96.4501 | N/A | 1342.2241 | 8099.7486 | 0.45478 | 2.7444 | 578.8158 | 7296.1803 | 0.19612 | 2.4721 | N/A | N/A | N/A | N/A | -22.8942 | -14.9459 | N/A | 9240.75 | 3.131 | 0.75778 | 28.62% | 3702.88 | 390.2 | 2079.9742 | 2.6474 | 72310.95 | 5043.83
PV_3kW | 3kW PV |  | 3kW PV | PGE | PGE | CZ05 | 1978-1991 | Std | Mixed-fuel | Mixed-fuel | 3732.5803 | 0 | 9608.1502 | 11574.2633 | -3432.4133 | 675.9478 | N/A | 513.4949 | 15410.5253 | 16221.216 | 1.3314 | 1.4015 | N/A | N/A | N/A | N/A | 11706.86 | 12322.7146 | 1.0115 | 1.0647 | 14.2143 | N/A | 18.7113 | 8141.85 | 0.70344 | 0.10372 | 3.733% | 3732.58 | 411.862 | 2146.2507 | 2.7782 | 76373.55 | -0.00030593
AE | All Electric |  | All Electric | PGE | PGE | CZ05 | 1978-1991 | Std | All Electric | Mixed-fuel | -4063.74 | 411.862 | 6302.3436 | 9121.6976 | 11624.2024 | -769.7301 | -558.8911 | N/A | -11446.4546 | 2641.3269 | 0 | 0.28957 | -6639.665 | 7700.984 | 0 | 0.84425 | N/A | N/A | N/A | N/A | -8.1877 | -11.2765 | N/A | 20745.9 | 2.2743 | 1.921 | 69.15% | 3732.58 | 411.862 | 2146.2507 | 2.7782 | 76373.55 | 7796.32
VCHP_base | Base VCHP |  | Base VCHP | PGE | PGE | CZ05 | 1978-1991 | Std | Mixed-fuel | Mixed-fuel | -1151.64 | 143.498 | 8825.7784 | 14273.6008 | -5499.0508 | -50.2532 | -120.306 | N/A | 1179.8508 | 6840.28 | 0.08266 | 0.47923 | -417.242 | 5159.17 | 0 | 0.36145 | N/A | N/A | N/A | N/A | -175.6263 | -73.3611 | N/A | 8774.55 | 0.61474 | 0.64551 | 26.11% | 3526.63 | 364.759 | 1945.798 | 2.4724 | 68897.7 | 4678.27
VCHP_Fujitsu48 | Fujitsu 48 VCHP |  | Fujitsu 48 VCHP | PGE | PGE | CZ05 | 1978-1991 | Std | Mixed-fuel | Mixed-fuel | -407.27 | 143.498 | 12409.8442 | 20158.142 | -5389.592 | 242.0431 | 103.878 | N/A | 7843.7374 | 13854.7289 | 0.38911 | 0.6873 | 4693.7946 | 10539.0794 | 0.23285 | 0.52282 | N/A | N/A | N/A | N/A | 51.2712 | 119.4655 | N/A | 14768.55 | 0.73263 | 0.77216 | 31.23% | 3526.63 | 364.759 | 1945.798 | 2.4724 | 68897.7 | 3933.9
HPWH_PV | HPWH + 3kW PV |  | 240V Fed. Min. HPWH + 3kW PV | PGE | PGE | CZ05 | 1978-1991 | Std | Mixed-fuel | Mixed-fuel | 3562.303 | 170.231 | 13940.1604 | 18127.9956 | 3800.0544 | 725.5152 | N/A | 630.5121 | 19277.8632 | 26881.5559 | 1.0634 | 1.4829 | N/A | N/A | N/A | N/A | 17111.9453 | 24601.6971 | 0.94395 | 1.3571 | 19.2142 | N/A | 22.1093 | 21928.05 | 1.2096 | 1.0023 | 36.79% | 3732.58 | 402.74 | 2124.9731 | 2.7248 | 75291.3 | 170.277
HPSH_PV | HPSH + 3kW PV |  | HPSH + 3kW PV | PGE | PGE | CZ05 | 1978-1991 | Std | Mixed-fuel | Mixed-fuel | 3308.678 | 168.939 | 10628.4836 | 13192.2286 | 2758.4714 | 560.5721 | N/A | 487.553 | 15557.8684 | 23063.2253 | 1.1793 | 1.7482 | N/A | N/A | N/A | N/A | 13893.1491 | 21310.9312 | 1.0531 | 1.6154 | 18.9601 | N/A | 21.7996 | 15950.7 | 1.2091 | 0.84506 | 31.92% | 3702.88 | 390.2 | 2079.9742 | 2.6474 | 72310.95 | 394.202
HPSH_RCV_300CFM | New HPSH |  | Heat Pump Space Heater | SCG | PGE | CZ05 | 1978-1991 | Std | Mixed-fuel | Mixed-fuel | -1644.42 | 168.939 | 1020.3334 | 1617.9653 | 5191.8847 | -251.9639 | -255.4048 | N/A | -3461.4692 | 1852.1506 | 0 | 1.1447 | -3539.9152 | 1769.5777 | 0 | 1.0937 | N/A | N/A | N/A | N/A | -4.0495 | -3.995 | N/A | 6809.85 | 4.2089 | 0.70742 | 26.72% | 3702.88 | 390.2 | 2001.5129 | 2.6474 | 72310.95 | 5347.3
DFHP_RCV_300CFM_35F | DFHP, Existing Furnace 35F |  | Dual Fuel Heat Pump (existing furnace) | SCG | PGE | CZ05 | 1978-1991 | Std | Mixed-fuel | Mixed-fuel | -1276.91 | 150.329 | 2014.2367 | 672.8765 | 5248.9735 | -134.9957 | -177.0721 | N/A | -1028.3545 | 3850.9772 | 0 | 5.7232 | -1987.6288 | 2841.2391 | 0 | 4.2225 | N/A | N/A | N/A | N/A | -14.9207 | -11.3752 | N/A | 5921.85 | 8.8008 | 0.66576 | 24.91% | 3702.88 | 394.532 | 2010.2159 | 2.6728 | 71373 | 4979.79
RaisedFloorInsulation_R19 | Raised Floor Insulation: R-19 |  | Raised Floor Insulation: R-19 | SCG | PGE | CZ05 | 1978-1991 | Std | Mixed-fuel | Mixed-fuel | 11.36 | 83.65 | 3632.776 | 3632.776 | 6939.974 | 173.9253 | N/A | N/A | 5220.7792 | 8517.984 | 1.4371 | 2.3448 | N/A | N/A | N/A | N/A | N/A | N/A | N/A | N/A | 20.887 | N/A | N/A | 10572.75 | 2.9104 | 0.49511 | 16.51% | 3818.87 | 448.151 | 2174.085 | 2.9988 | 81451.8 | 3807.51
RaisedFloorInsulation_R30 | Raised Floor Insulation: R-30vs0 |  | Raised Floor Insulation: R-30vsR0 | SCG | PGE | CZ05 | 1978-1991 | Std | Mixed-fuel | Mixed-fuel | 7.26 | 95.229 | 4112.6252 | 4112.6252 | 7875.3748 | 194.1466 | N/A | N/A | 5847.5233 | 9576.6655 | 1.4218 | 2.3286 | N/A | N/A | N/A | N/A | N/A | N/A | N/A | N/A | 21.1831 | N/A | N/A | 11988 | 2.9149 | 0.56346 | 18.79% | 3818.87 | 448.151 | 2174.085 | 2.9988 | 81451.8 | 3811.61
AtticInsulation_R38 | Attic Insulation: R-38 |  | Attic Insulation: R-38 | SCG | PGE | CZ05 | 1978-1991 | Std | Mixed-fuel | Mixed-fuel | 25.9 | 13.365 | 2555.3859 | 2555.3859 | -690.5859 | 39.106 | N/A | N/A | 1095.6869 | 1644.7426 | 0.42878 | 0.64364 | N/A | N/A | N/A | N/A | N/A | N/A | N/A | N/A | 65.3451 | N/A | N/A | 1864.8 | 0.72975 | 0.08126 | 2.925% | 3732.58 | 411.862 | 2058.4417 | 2.7782 | 76373.55 | 3706.68
AtticInsulation_R49 | Attic Insulation: R-49 |  | Attic Insulation: R-49 | SCG | PGE | CZ05 | 1978-1991 | Std | Mixed-fuel | Mixed-fuel | 32.96 | 16.578 | 3611.6191 | 3611.6191 | -1263.9691 | 48.6316 | N/A | N/A | 1360.4524 | 2038.021 | 0.37669 | 0.5643 | N/A | N/A | N/A | N/A | N/A | N/A | N/A | N/A | 74.2649 | N/A | N/A | 2347.65 | 0.65003 | 0.10095 | 3.634% | 3732.58 | 411.862 | 2058.4417 | 2.7782 | 76373.55 | 3699.62
Windows_0.28UFactor0.35SHGC | New Windows: 0.28 U-factor, 0.35 SHGC |  | Window Upgrade: 0.28 vs 0.30 U-factor | SCG | PGE | CZ05 | 1978-1991 | Std | Mixed-fuel | Mixed-fuel | 55.68 | 26.062 | 11871.2871 | 11871.2871 | -8174.9871 | 77.4451 | N/A | N/A | 2157.5627 | 3214.5912 | 0.18175 | 0.27079 | N/A | N/A | N/A | N/A | N/A | N/A | N/A | N/A | 153.2864 | N/A | N/A | 3696.3 | 0.31136 | 0.16039 | 5.773% | 3732.58 | 411.862 | 2058.4417 | 2.7782 | 76373.55 | 3676.9
Roof_RB | Roofing: Radiant Barrier |  | Radiant Barrier (at roof replacement) | SCG | PGE | CZ05 | 1978-1991 | Std | Mixed-fuel | Mixed-fuel | 21.31 | 8.259 | 892.9455 | 892.9455 | 305.8545 | 26.5514 | N/A | N/A | 733.2932 | 1079.9226 | 0.82121 | 1.2094 | N/A | N/A | N/A | N/A | N/A | N/A | N/A | N/A | 33.6309 | N/A | N/A | 1198.8 | 1.3425 | 0.05096 | 1.834% | 3732.58 | 411.862 | 2058.4417 | 2.7782 | 76373.55 | 3711.27
Roof_0.20Ref | Roofing: Steep Sloped, 0.20 Ref. |  | 0.20 Solar Reflectance Cool Roof (at roof replacement) | SCG | PGE | CZ05 | 1978-1991 | Std | Mixed-fuel | Mixed-fuel | 7.02 | -8.982 | 892.9455 | 1203.407 | -2235.707 | -15.7522 | N/A | N/A | -499.3187 | -863.0795 | 0 | 0 | N/A | N/A | N/A | N/A | N/A | N/A | N/A | N/A | -56.687 | N/A | N/A | -1032.3 | 0 | -0.05193 | -1.869% | 3732.58 | 411.862 | 2058.4417 | 2.7782 | 76373.55 | 3725.56
Roof_0.25Ref | Roofing: Steep Sloped, 0.25 Ref. |  | 0.25 Solar Reflectance Cool Roof (at roof replacement) | SCG | PGE | CZ05 | 1978-1991 | Std | Mixed-fuel | Mixed-fuel | 8.89 | -13.655 | 1785.8911 | 2406.8139 | -4005.2139 | -24.7038 | N/A | N/A | -776.2933 | -1330.0991 | 0 | 0 | N/A | N/A | N/A | N/A | N/A | N/A | N/A | N/A | -72.292 | N/A | N/A | -1598.4 | 0 | -0.07914 | -2.849% | 3732.58 | 411.862 | 2058.4417 | 2.7782 | 76373.55 | 3723.69
Ducts_R6 | New Ducts: R-6 |  | New Ducts: R-6 | SCG | PGE | CZ05 | 1978-1991 | Std | Mixed-fuel | Mixed-fuel | 89.84 | 32.592 | 4808.3746 | 4808.3746 | -13.1746 | 103.5583 | N/A | N/A | 2847.6438 | 4169.0501 | 0.59223 | 0.86704 | N/A | N/A | N/A | N/A | N/A | N/A | N/A | N/A | 46.4316 | N/A | N/A | 4795.2 | 0.99726 | 0.20384 | 7.337% | 3732.58 | 411.862 | 2058.4417 | 2.7782 | 76373.55 | 3642.74
Ducts_R8 | New Ducts: R-8 |  | New Ducts: R-8 | SCG | PGE | CZ05 | 1978-1991 | Std | Mixed-fuel | Mixed-fuel | 93.12 | 34.905 | 6311.1144 | 6311.1144 | -1199.5644 | 109.5187 | N/A | N/A | 3017.2622 | 4428.7934 | 0.47809 | 0.70175 | N/A | N/A | N/A | N/A | N/A | N/A | N/A | N/A | 57.6259 | N/A | N/A | 5111.55 | 0.80993 | 0.21785 | 7.842% | 3732.58 | 411.862 | 2058.4417 | 2.7782 | 76373.55 | 3639.46
DuctSealing_10% | Duct Sealing: 10% |  | Duct Sealing: 10% | SCG | PGE | CZ05 | 1978-1991 | Std | Mixed-fuel | Mixed-fuel | 65.29 | 15.872 | 2589.5542 | 2589.5542 | -75.4042 | 59.727 | N/A | N/A | 1601.6505 | 2263.5961 | 0.6185 | 0.87413 | N/A | N/A | N/A | N/A | N/A | N/A | N/A | N/A | 43.3565 | N/A | N/A | 2514.15 | 0.97088 | 0.10243 | 3.687% | 3732.58 | 411.862 | 2058.4417 | 2.7782 | 76373.55 | 3667.29
HPWH | HPWH |  | 240V Fed. Min. HPWH | SCG | PGE | CZ05 | 1978-1991 | Std | Mixed-fuel | Mixed-fuel | -1390.8 | 170.231 | 4332.0102 | 6553.7323 | 4202.1677 | -288.1944 | -224.687 | N/A | -4290.0675 | 973.7019 | 0 | 0.14857 | -2842.1994 | 2497.7371 | 0 | 0.38112 | N/A | N/A | N/A | N/A | -15.0316 | -19.2802 | N/A | 10755.9 | 1.6412 | 0.86471 | 31.73% | 3732.58 | 402.74 | 2039.298 | 2.7248 | 75291.3 | 5123.38
HPWH_HighEfficiency | High Efficiency HPWH |  | 240V Market Std. NEEA HPWH | SCG | PGE | CZ05 | 1978-1991 | Std | Mixed-fuel | Mixed-fuel | -1077.23 | 170.41 | 5192.8306 | 7967.0806 | 5086.5194 | -152.3376 | -117.8331 | N/A | -1190.4216 | 4242.0158 | 0 | 0.53244 | -403.7736 | 5070.0464 | 0 | 0.63637 | N/A | N/A | N/A | N/A | -34.0876 | -44.0694 | N/A | 13053.6 | 1.6384 | 0.90034 | 33.04% | 3732.58 | 402.74 | 2039.298 | 2.7248 | 75291.3 | 4809.81
HPWH_HighEfficiency_DR | High Efficiency HPWH with Demand Response |  | 240V Market Std. NEEA HPWH + DR | SCG | PGE | CZ05 | 1978-1991 | Std | Mixed-fuel | Mixed-fuel | -967.35 | 170.431 | 5192.8306 | 7967.0806 | 6285.3194 | -104.0033 | -74.7051 | N/A | -88.2051 | 5402.867 | 0 | 0.67815 | 579.7467 | 6105.9573 | 0.072768 | 0.7664 | N/A | N/A | N/A | N/A | -49.9295 | -69.5111 | N/A | 14252.4 | 1.7889 | 0.91962 | 33.75% | 3732.58 | 402.74 | 2039.298 | 2.7248 | 75291.3 | 4699.93
HPWH_120V | 120V HPWH |  | 120V Market Std. NEEA HPWH | SCG | PGE | CZ05 | 1978-1991 | Std | Mixed-fuel | Mixed-fuel | -935.16 | 170.881 | 2892.8863 | 4272.7328 | 10212.7672 | -88.9379 | -63.6163 | N/A | 261.1297 | 5784.7077 | 0.061115 | 1.3539 | 838.4218 | 6392.369 | 0.19623 | 1.4961 | N/A | N/A | N/A | N/A | -32.527 | -45.474 | N/A | 14485.5 | 3.3902 | 0.92312 | 33.88% | 3732.58 | 402.74 | 2039.298 | 2.7248 | 75291.3 | 4667.74
HPWH_TankOutside | HPWH in Exterior Closet |  | 240V Fed. Min. HPWH, Exterior Closet | SCG | PGE | CZ05 | 1978-1991 | Std | Mixed-fuel | Mixed-fuel | -1423.9 | 168.99 | 4751.0613 | 6972.7834 | 3383.5166 | -304.9418 | -238.7222 | N/A | -4688.0492 | 515.8638 | 0 | 0.073982 | -3178.3471 | 2104.9857 | 0 | 0.30189 | N/A | N/A | N/A | N/A | -15.5802 | -19.9021 | N/A | 10356.3 | 1.4852 | 0.85335 | 31.32% | 3732.58 | 402.74 | 2039.298 | 2.7248 | 75291.3 | 5156.48
HPWH_TankInside_NotDucted | HPWH in interior closet, not ducted |  | 240V Fed. Min. HPWH, Interior Closet, Not Ducted | SCG | PGE | CZ05 | 1978-1991 | Std | Mixed-fuel | Mixed-fuel | -1161.83 | 130.365 | 4412.5691 | 6634.2911 | 1058.0089 | -262.7944 | -221.7424 | N/A | -4235.0418 | -229.9524 | 0 | 0 | -3299.1217 | 755.2029 | 0 | 0.11383 | N/A | N/A | N/A | N/A | -16.791 | -19.8995 | N/A | 7692.3 | 1.1595 | 0.66589 | 24.44% | 3732.58 | 402.74 | 2039.298 | 2.7248 | 75291.3 | 4894.41
HPWH_TankInside_Ducted | HPWH in interior closet, ducted outside |  | 240V Fed. Min. HPWH, Interior Closet, Ducted | SCG | PGE | CZ05 | 1978-1991 | Std | Mixed-fuel | Mixed-fuel | -1354.66 | 179.932 | 5491.8272 | 7713.5493 | 4540.8507 | -256.2428 | -196.9523 | N/A | -3435.7891 | 2175.8408 | 0 | 0.28208 | -2084.0616 | 3598.6777 | 0 | 0.46654 | N/A | N/A | N/A | N/A | -21.4321 | -27.884 | N/A | 12254.4 | 1.5887 | 0.928 | 34.06% | 3732.58 | 402.74 | 2039.298 | 2.7248 | 75291.3 | 5087.24
HPSH_9.5HSPF2_17SEER2 | New HPSH 9.5 HSPF2, 17 SEER2 |  | High Efficiency HPSH | SCG | PGE | CZ05 | 1978-1991 | Std | Mixed-fuel | Mixed-fuel | -1347.69 | 168.939 | 3951.0299 | 6429.7645 | 2761.0355 | -133.1272 | -165.8643 | N/A | -752.1836 | 4703.9616 | 0 | 0.73159 | -1498.5376 | 3918.3447 | 0 | 0.60941 | N/A | N/A | N/A | N/A | -29.6786 | -23.8209 | N/A | 9190.8 | 1.4294 | 0.75654 | 28.58% | 3702.88 | 390.2 | 2001.5129 | 2.6474 | 72310.95 | 5050.57
MSHP | Ducted MSHP 9.5 HSPF2, 16.5 SEER2 |  | High Eff MSHP | SCG | PGE | CZ05 | 1978-1991 | Std | Mixed-fuel | Mixed-fuel | -1340.95 | 168.939 | 1441.5303 | 2951.3745 | 6289.3755 | -130.4259 | -163.9111 | N/A | -690.5982 | 4768.7867 | 0 | 1.6158 | -1454.0065 | 3965.2184 | 0 | 1.3435 | N/A | N/A | N/A | N/A | -11.0525 | -8.7946 | N/A | 9240.75 | 3.131 | 0.75778 | 28.62% | 3702.88 | 390.2 | 2001.5129 | 2.6474 | 72310.95 | 5043.83
PV_3kW | 3kW PV |  | 3kW PV | SCG | PGE | CZ05 | 1978-1991 | Std | Mixed-fuel | Mixed-fuel | 3732.5803 | 0 | 9608.1502 | 11574.2633 | -3432.4133 | 675.9478 | N/A | 513.4949 | 15410.5253 | 16221.216 | 1.3314 | 1.4015 | N/A | N/A | N/A | N/A | 11706.86 | 12322.7146 | 1.0115 | 1.0647 | 14.2143 | N/A | 18.7113 | 8141.85 | 0.70344 | 0.10372 | 3.733% | 3732.58 | 411.862 | 2058.4417 | 2.7782 | 76373.55 | -0.00030593
AE | All Electric |  | All Electric | SCG | PGE | CZ05 | 1978-1991 | Std | All Electric | Mixed-fuel | -4063.74 | 411.862 | 6302.3436 | 9121.6976 | 11624.2024 | -857.5391 | -646.7001 | N/A | -14092.4317 | -1694.3441 | 0 | 0 | -9285.6421 | 3365.313 | 0 | 0.36893 | N/A | N/A | N/A | N/A | -7.3493 | -9.7454 | N/A | 20745.9 | 2.2743 | 1.921 | 69.15% | 3732.58 | 411.862 | 2058.4417 | 2.7782 | 76373.55 | 7796.32
VCHP_base | Base VCHP |  | Base VCHP | SCG | PGE | CZ05 | 1978-1991 | Std | Mixed-fuel | Mixed-fuel | -1151.64 | 143.498 | 8825.7784 | 14273.6008 | -5499.0508 | -106.4199 | -176.4728 | N/A | -512.6399 | 4066.9821 | 0 | 0.28493 | -2109.7327 | 2385.8721 | 0 | 0.16715 | N/A | N/A | N/A | N/A | -82.9335 | -50.0121 | N/A | 8774.55 | 0.61474 | 0.64551 | 26.11% | 3526.63 | 364.759 | 1878.631 | 2.4724 | 68897.7 | 4678.27
VCHP_Fujitsu48 | Fujitsu 48 VCHP |  | Fujitsu 48 VCHP | SCG | PGE | CZ05 | 1978-1991 | Std | Mixed-fuel | Mixed-fuel | -407.27 | 143.498 | 12409.8442 | 20158.142 | -5389.592 | 185.8764 | 47.7113 | N/A | 6151.2467 | 11081.431 | 0.30515 | 0.54972 | 3001.304 | 7765.7815 | 0.14889 | 0.38524 | N/A | N/A | N/A | N/A | 66.764 | 260.103 | N/A | 14768.55 | 0.73263 | 0.77216 | 31.23% | 3526.63 | 364.759 | 1878.631 | 2.4724 | 68897.7 | 3933.9
HPWH_PV | HPWH + 3kW PV |  | 240V Fed. Min. HPWH + 3kW PV | SCG | PGE | CZ05 | 1978-1991 | Std | Mixed-fuel | Mixed-fuel | 3562.303 | 170.231 | 13940.1604 | 18127.9956 | 3800.0544 | 663.2134 | N/A | 568.2103 | 17400.5034 | 23805.3334 | 0.95987 | 1.3132 | N/A | N/A | N/A | N/A | 15234.5855 | 21525.4746 | 0.84039 | 1.1874 | 21.0191 | N/A | 24.5335 | 21928.05 | 1.2096 | 1.0023 | 36.79% | 3732.58 | 402.74 | 2039.298 | 2.7248 | 75291.3 | 170.277
HPSH_PV | HPSH + 3kW PV |  | HPSH + 3kW PV | SCG | PGE | CZ05 | 1978-1991 | Std | Mixed-fuel | Mixed-fuel | 3308.678 | 168.939 | 10628.4836 | 13192.2286 | 2758.4714 | 493.1112 | N/A | 420.092 | 13525.0461 | 19732.2635 | 1.0252 | 1.4957 | N/A | N/A | N/A | N/A | 11860.3268 | 17979.9694 | 0.89904 | 1.3629 | 21.5539 | N/A | 25.3004 | 15950.7 | 1.2091 | 0.84506 | 31.92% | 3702.88 | 390.2 | 2001.5129 | 2.6474 | 72310.95 | 394.202
HPSH_RCV_300CFM | New HPSH |  | Heat Pump Space Heater | SCG | SCE | CZ06 | 1978-1991 | Std | Mixed-fuel | Mixed-fuel | -239.87 | 34.068 | 1020.3334 | 1617.9653 | 352.2847 | -28.6576 | -179.5221 | N/A | -183.4194 | 854.0502 | 0 | 0.52785 | -3581.8477 | -2766.3564 | 0 | 0 | N/A | N/A | N/A | N/A | -35.6043 | -5.6836 | N/A | 1970.25 | 1.2177 | 0.14291 | 8.039% | 3934.09 | 242.44 | 1612.3495 | 1.7777 | 55916.25 | 4173.96
DFHP_RCV_300CFM_35F | DFHP, Existing Furnace 35F |  | Dual Fuel Heat Pump (existing furnace) | SCG | SCE | CZ06 | 1978-1991 | Std | Mixed-fuel | Mixed-fuel | -230.22 | 34.52 | 2014.2367 | 672.8765 | 1119.7735 | -24.426 | -176.4371 | N/A | -81.8262 | 976.5208 | 0 | 1.4513 | -3506.0817 | -2671.4 | 0 | 0 | N/A | N/A | N/A | N/A | -82.4628 | -11.4162 | N/A | 1792.65 | 2.6642 | 0.14766 | 8.282% | 3934.09 | 243.314 | 1613.9073 | 1.7828 | 55727.55 | 4164.31
RaisedFloorInsulation_R19 | Raised Floor Insulation: R-19 |  | Raised Floor Insulation: R-19 | SCG | SCE | CZ06 | 1978-1991 | Std | Mixed-fuel | Mixed-fuel | -485.61 | 25.082 | 3632.776 | 3632.776 | -3233.176 | -178.6116 | N/A | N/A | -3672.5928 | -3115.6763 | 0 | 0 | N/A | N/A | N/A | N/A | N/A | N/A | N/A | N/A | -20.339 | N/A | N/A | 399.6 | 0.11 | 0.13093 | 6.678% | 4335.44 | 270.22 | 1834.7748 | 1.9605 | 62221.05 | 4821.05
RaisedFloorInsulation_R30 | Raised Floor Insulation: R-30vs0 |  | Raised Floor Insulation: R-30vsR0 | SCG | SCE | CZ06 | 1978-1991 | Std | Mixed-fuel | Mixed-fuel | -575.09 | 28.394 | 4112.6252 | 4112.6252 | -3779.6252 | -212.2057 | N/A | N/A | -4384.9122 | -3773.6211 | 0 | 0 | N/A | N/A | N/A | N/A | N/A | N/A | N/A | N/A | -19.3804 | N/A | N/A | 333 | 0.08097 | 0.14759 | 7.528% | 4335.44 | 270.22 | 1834.7748 | 1.9605 | 62221.05 | 4910.53
AtticInsulation_R38 | Attic Insulation: R-38 |  | Attic Insulation: R-38 | SCG | SCE | CZ06 | 1978-1991 | Std | Mixed-fuel | Mixed-fuel | 147.11 | 4.847 | 2555.3859 | 2555.3859 | -1090.1859 | 75.5425 | N/A | N/A | 1767.245 | 2031.5284 | 0.69158 | 0.795 | N/A | N/A | N/A | N/A | N/A | N/A | N/A | N/A | 33.8271 | N/A | N/A | 1465.2 | 0.57338 | 0.03459 | 1.909% | 4180.59 | 246.498 | 1729.6819 | 1.8123 | 58175.1 | 4033.48
AtticInsulation_R49 | Attic Insulation: R-49 |  | Attic Insulation: R-49 | SCG | SCE | CZ06 | 1978-1991 | Std | Mixed-fuel | Mixed-fuel | 177.4 | 5.976 | 3611.6191 | 3611.6191 | -1830.0691 | 91.3946 | N/A | N/A | 2139.5982 | 2462.8651 | 0.59242 | 0.68193 | N/A | N/A | N/A | N/A | N/A | N/A | N/A | N/A | 39.5168 | N/A | N/A | 1781.55 | 0.49328 | 0.04268 | 2.355% | 4180.59 | 246.498 | 1729.6819 | 1.8123 | 58175.1 | 4003.19
Windows_0.28UFactor0.23SHGC | New Windows: 0.28 U-factor, 0.23 SHGC |  | Window Upgrade: 0.28 vs 0.30 U-factor | SCG | SCE | CZ06 | 1978-1991 | Std | Mixed-fuel | Mixed-fuel | 431.21 | -1.26 | 11462.7824 | 11462.7824 | -9148.4324 | 183.3298 | N/A | N/A | 4114.1843 | 4347.5609 | 0.35892 | 0.37928 | N/A | N/A | N/A | N/A | N/A | N/A | N/A | N/A | 62.5255 | N/A | N/A | 2314.35 | 0.2019 | 0.00852 | 0.4701% | 4180.59 | 246.498 | 1729.6819 | 1.8123 | 58175.1 | 3749.38
Roof_RB | Roofing: Radiant Barrier |  | Radiant Barrier (at roof replacement) | SCG | SCE | CZ06 | 1978-1991 | Std | Mixed-fuel | Mixed-fuel | 92.63 | 2.341 | 892.9455 | 892.9455 | -77.0955 | 45.6511 | N/A | N/A | 1060.0985 | 1201.4311 | 1.1872 | 1.3455 | N/A | N/A | N/A | N/A | N/A | N/A | N/A | N/A | 19.5602 | N/A | N/A | 815.85 | 0.91366 | 0.01732 | 0.9557% | 4180.59 | 246.498 | 1729.6819 | 1.8123 | 58175.1 | 4087.96
Roof_0.20Ref | Roofing: Steep Sloped, 0.20 Ref. |  | 0.20 Solar Reflectance Cool Roof (at roof replacement) | SCG | SCE | CZ06 | 1978-1991 | Std | Mixed-fuel | Mixed-fuel | 102.71 | -2.591 | 892.9455 | 1203.407 | -937.007 | 42.0748 | N/A | N/A | 912.3148 | 891.3411 | 0.75811 | 0.74068 | N/A | N/A | N/A | N/A | N/A | N/A | N/A | N/A | 21.2228 | N/A | N/A | 266.4 | 0.22137 | -0.01122 | -0.6191% | 4180.59 | 246.498 | 1729.6819 | 1.8123 | 58175.1 | 4077.88
Roof_0.25Ref | Roofing: Steep Sloped, 0.25 Ref. |  | 0.25 Solar Reflectance Cool Roof (at roof replacement) | SCG | SCE | CZ06 | 1978-1991 | Std | Mixed-fuel | Mixed-fuel | 148.23 | -3.948 | 1785.8911 | 2406.8139 | -2057.1639 | 59.567 | N/A | N/A | 1287.3405 | 1247.6922 | 0.53487 | 0.5184 | N/A | N/A | N/A | N/A | N/A | N/A | N/A | N/A | 29.9812 | N/A | N/A | 349.65 | 0.14528 | -0.01765 | -0.9739% | 4180.59 | 246.498 | 1729.6819 | 1.8123 | 58175.1 | 4032.36
Ducts_R6 | New Ducts: R-6 |  | New Ducts: R-6 | SCG | SCE | CZ06 | 1978-1991 | Std | Mixed-fuel | Mixed-fuel | 178.78 | 6.902 | 4808.3746 | 4808.3746 | -2827.0246 | 89.8297 | N/A | N/A | 2117.1743 | 2468.1058 | 0.44031 | 0.51329 | N/A | N/A | N/A | N/A | N/A | N/A | N/A | N/A | 53.5277 | N/A | N/A | 1981.35 | 0.41206 | 0.04973 | 2.744% | 4180.59 | 246.498 | 1729.6819 | 1.8123 | 58175.1 | 4001.81
Ducts_R8 | New Ducts: R-8 |  | New Ducts: R-8 | SCG | SCE | CZ06 | 1978-1991 | Std | Mixed-fuel | Mixed-fuel | 186.87 | 7.495 | 6311.1144 | 6311.1144 | -4229.8644 | 94.2509 | N/A | N/A | 2224.8103 | 2601.0364 | 0.35252 | 0.41214 | N/A | N/A | N/A | N/A | N/A | N/A | N/A | N/A | 66.9608 | N/A | N/A | 2081.25 | 0.32978 | 0.05358 | 2.956% | 4180.59 | 246.498 | 1729.6819 | 1.8123 | 58175.1 | 3993.72
DuctSealing_10% | Duct Sealing: 10% |  | Duct Sealing: 10% | SCG | SCE | CZ06 | 1978-1991 | Std | Mixed-fuel | Mixed-fuel | 112.74 | 2.89 | 2589.5542 | 2589.5542 | -1507.3042 | 54.4858 | N/A | N/A | 1266.5676 | 1438.3165 | 0.48911 | 0.55543 | N/A | N/A | N/A | N/A | N/A | N/A | N/A | N/A | 47.5271 | N/A | N/A | 1082.25 | 0.41793 | 0.0235 | 1.297% | 4180.59 | 246.498 | 1729.6819 | 1.8123 | 58175.1 | 4067.85
HPWH | HPWH |  | 240V Fed. Min. HPWH | SCG | SCE | CZ06 | 1978-1991 | Std | Mixed-fuel | Mixed-fuel | -1013.5 | 156.7019 | 4332.0102 | 6553.7323 | 5450.9177 | -121.4037 | -234.6063 | N/A | -702.0545 | 3868.194 | 0 | 0.59023 | -3252.0966 | 1151.5884 | 0 | 0.17571 | N/A | N/A | N/A | N/A | -35.6827 | -18.465 | N/A | 12004.65 | 1.8317 | 0.82932 | 47.12% | 4180.59 | 237.558 | 1712.976 | 1.76 | 57109.5 | 5194.09
HPWH_HighEfficiency | High Efficiency HPWH |  | 240V Market Std. NEEA HPWH | SCG | SCE | CZ06 | 1978-1991 | Std | Mixed-fuel | Mixed-fuel | -851.37 | 156.7422 | 5192.8306 | 7967.0806 | 5253.0194 | -51.4209 | -177.7438 | N/A | 874.9392 | 5549.4126 | 0.10982 | 0.69654 | -1970.6554 | 2517.9496 | 0 | 0.31604 | N/A | N/A | N/A | N/A | -100.9868 | -29.2153 | N/A | 13220.1 | 1.6593 | 0.84818 | 48.19% | 4180.59 | 237.558 | 1712.976 | 1.76 | 57109.5 | 5031.96
HPWH_HighEfficiency_DR | High Efficiency HPWH with Demand Response |  | 240V Market Std. NEEA HPWH + DR | SCG | SCE | CZ06 | 1978-1991 | Std | Mixed-fuel | Mixed-fuel | -784.11 | 156.7517 | 5192.8306 | 7967.0806 | 5902.3694 | -16.3087 | -137.8317 | N/A | 1666.0171 | 6392.4512 | 0.20911 | 0.80236 | -1071.4542 | 3476.174 | 0 | 0.43632 | N/A | N/A | N/A | N/A | -318.409 | -37.6752 | N/A | 13869.45 | 1.7408 | 0.85924 | 48.82% | 4180.59 | 237.558 | 1712.976 | 1.76 | 57109.5 | 4964.7
HPWH_120V | 120V HPWH |  | 120V Market Std. NEEA HPWH | SCG | SCE | CZ06 | 1978-1991 | Std | Mixed-fuel | Mixed-fuel | -803.4 | 156.8948 | 2892.8863 | 4272.7328 | 9380.2672 | -24.7155 | -141.5032 | N/A | 1478.5611 | 6197.109 | 0.34605 | 1.4504 | -1152.2395 | 3394.47 | 0 | 0.79445 | N/A | N/A | N/A | N/A | -117.0475 | -20.444 | N/A | 13653 | 3.1954 | 0.85259 | 48.44% | 4180.59 | 237.558 | 1712.976 | 1.76 | 57109.5 | 4983.99
HPWH_TankOutside | HPWH in Exterior Closet |  | 240V Fed. Min. HPWH, Exterior Closet | SCG | SCE | CZ06 | 1978-1991 | Std | Mixed-fuel | Mixed-fuel | -1032.18 | 156.2823 | 4751.0613 | 6972.7834 | 4848.7166 | -132.7214 | -247.0738 | N/A | -962.6199 | 3577.853 | 0 | 0.51312 | -3538.5626 | 833.655 | 0 | 0.11956 | N/A | N/A | N/A | N/A | -35.7972 | -19.2293 | N/A | 11821.5 | 1.6954 | 0.82395 | 46.81% | 4180.59 | 237.558 | 1712.976 | 1.76 | 57109.5 | 5212.77
HPWH_TankInside_NotDucted | HPWH in interior closet, not ducted |  | 240V Fed. Min. HPWH, Interior Closet, Not Ducted | SCG | SCE | CZ06 | 1978-1991 | Std | Mixed-fuel | Mixed-fuel | -762.47 | 142.5805 | 4412.5691 | 6634.2911 | 5203.8589 | -36.0039 | -167.2546 | N/A | 1035.664 | 5296.9707 | 0.15611 | 0.79842 | -1920.936 | 2147.2517 | 0 | 0.32366 | N/A | N/A | N/A | N/A | -122.558 | -26.3823 | N/A | 11838.15 | 1.7844 | 0.76239 | 43.32% | 4180.59 | 237.558 | 1712.976 | 1.76 | 57109.5 | 4943.06
HPWH_TankInside_Ducted | HPWH in interior closet, ducted outside |  | 240V Fed. Min. HPWH, Interior Closet, Ducted | SCG | SCE | CZ06 | 1978-1991 | Std | Mixed-fuel | Mixed-fuel | -1057.12 | 160.1113 | 5491.8272 | 7713.5493 | 4507.5507 | -135.712 | -247.5427 | N/A | -978.7642 | 3676.9727 | 0 | 0.47669 | -3497.904 | 993.2879 | 0 | 0.12877 | N/A | N/A | N/A | N/A | -40.4668 | -22.1854 | N/A | 12221.1 | 1.5844 | 0.8503 | 48.31% | 4180.59 | 237.558 | 1712.976 | 1.76 | 57109.5 | 5237.71
HPSH_9.5HSPF2_17SEER2 | New HPSH 9.5 HSPF2, 17 SEER2 |  | High Efficiency HPSH | SCG | SCE | CZ06 | 1978-1991 | Std | Mixed-fuel | Mixed-fuel | -132.09 | 34.068 | 3951.0299 | 6429.7645 | -3643.6645 | 12.2636 | -144.0755 | N/A | 738.3858 | 1836.0659 | 0.11484 | 0.28556 | -2783.3656 | -1915.7191 | 0 | 0 | N/A | N/A | N/A | N/A | 322.1751 | -27.4233 | N/A | 2786.1 | 0.43331 | 0.15757 | 8.864% | 3934.09 | 242.44 | 1612.3495 | 1.7777 | 55916.25 | 4066.18
MSHP | Ducted MSHP 9.5 HSPF2, 16.5 SEER2 |  | High Eff MSHP | SCG | SCE | CZ06 | 1978-1991 | Std | Mixed-fuel | Mixed-fuel | -160.99 | 34.068 | 1441.5303 | 2951.3745 | -348.4245 | -0.52674 | -156.1138 | N/A | 450.2659 | 1529.1265 | 0.15256 | 0.51811 | -3054.5437 | -2204.61 | 0 | 0 | N/A | N/A | N/A | N/A | -2736.7223 | -9.2338 | N/A | 2602.95 | 0.88195 | 0.1567 | 8.815% | 3934.09 | 242.44 | 1612.3495 | 1.7777 | 55916.25 | 4095.08
PV_3kW | 3kW PV |  | 3kW PV | SCG | SCE | CZ06 | 1978-1991 | Std | Mixed-fuel | Mixed-fuel | 4180.5905 | 0 | 9608.1502 | 11574.2633 | -1883.9633 | 714.1061 | N/A | 507.9917 | 16086.2096 | 17136.9276 | 1.3898 | 1.4806 | N/A | N/A | N/A | N/A | 11443.2034 | 12190.6498 | 0.98868 | 1.0533 | 13.4548 | N/A | 18.914 | 9690.3 | 0.83723 | 0.11842 | 6.534% | 4180.59 | 246.498 | 1729.6819 | 1.8123 | 58175.1 | -0.00046718
AE | All Electric |  | All Electric | SCG | SCE | CZ06 | 1978-1991 | Std | All Electric | Mixed-fuel | -2058.35 | 246.498 | 6302.3436 | 9121.6976 | 6545.9524 | -377.4686 | -404.1763 | N/A | -5217.3334 | 1903.257 | 0 | 0.20865 | -5818.9605 | 1262.3329 | 0 | 0.13839 | N/A | N/A | N/A | N/A | -16.6963 | -15.5931 | N/A | 15667.65 | 1.7176 | 1.2291 | 67.82% | 4180.59 | 246.498 | 1729.6819 | 1.8123 | 58175.1 | 6238.94
VCHP_base | Base VCHP |  | Base VCHP | SCG | SCE | CZ06 | 1978-1991 | Std | Mixed-fuel | Mixed-fuel | -132.44 | 27.353 | 8825.7784 | 14273.6008 | -12125.7508 | -1.1806 | -163.4884 | N/A | 344.4097 | 1209.4171 | 0.024129 | 0.084731 | -3311.7944 | -2685.6027 | 0 | 0 | N/A | N/A | N/A | N/A | -7475.5812 | -53.9841 | N/A | 2147.85 | 0.15048 | 0.12038 | 6.967% | 3800.39 | 235.725 | 1547.0686 | 1.7278 | 54412.2 | 3932.83
VCHP_Fujitsu48 | Fujitsu 48 VCHP |  | Fujitsu 48 VCHP | SCG | SCE | CZ06 | 1978-1991 | Std | Mixed-fuel | Mixed-fuel | 53.91 | 27.353 | 12409.8442 | 20158.142 | -16561.742 | 65.4616 | -104.7957 | N/A | 1845.6162 | 2808.6793 | 0.091557 | 0.13933 | -1989.661 | -1277.1103 | 0 | 0 | N/A | N/A | N/A | N/A | 189.5744 | -118.4194 | N/A | 3596.4 | 0.17841 | 0.14811 | 8.572% | 3800.39 | 235.725 | 1547.0686 | 1.7278 | 54412.2 | 3746.48
HPWH_PV | HPWH + 3kW PV |  | 240V Fed. Min. HPWH + 3kW PV | SCG | SCE | CZ06 | 1978-1991 | Std | Mixed-fuel | Mixed-fuel | 4026.209 | 156.7019 | 13940.1604 | 18127.9956 | 6297.5544 | 829.5934 | N/A | 616.1899 | 20720.447 | 26689.969 | 1.143 | 1.4723 | N/A | N/A | N/A | N/A | 15913.2431 | 21568.7685 | 0.87783 | 1.1898 | 16.8036 | N/A | 22.6232 | 24425.55 | 1.3474 | 0.97208 | 55.23% | 4180.59 | 237.558 | 1712.976 | 1.76 | 57109.5 | 154.381
HPSH_PV | HPSH + 3kW PV |  | HPSH + 3kW PV | SCG | SCE | CZ06 | 1978-1991 | Std | Mixed-fuel | Mixed-fuel | 3934.0901 | 34.068 | 10628.4836 | 13192.2286 | -1731.4786 | 676.0683 | N/A | 499.1845 | 15691.4874 | 17765.8731 | 1.1894 | 1.3467 | N/A | N/A | N/A | N/A | 11706.9397 | 13521.0629 | 0.88741 | 1.0249 | 15.721 | N/A | 21.2917 | 11460.75 | 0.86875 | 0.26114 | 14.69% | 3934.09 | 242.44 | 1612.3495 | 1.7777 | 55916.25 | -0.00010675
HPSH_RCV_300CFM | New HPSH |  | Heat Pump Space Heater | SDGE | SDGE | CZ07 | 1978-1991 | Std | Mixed-fuel | Mixed-fuel | -175.13 | 27.348 | 1020.3334 | 1617.9653 | 441.0847 | -72.4858 | -37.5501 | N/A | -1336.6029 | 49.1934 | 0 | 0.030404 | -491.0031 | 887.5729 | 0 | 0.54857 | N/A | N/A | N/A | N/A | -14.0763 | -27.1726 | N/A | 2059.05 | 1.2726 | 0.12075 | 6.949% | 4135.23 | 234.161 | 2347.0122 | 1.7377 | 57103.95 | 4310.36
DFHP_RCV_300CFM_35F | DFHP, Existing Furnace 35F |  | Dual Fuel Heat Pump (existing furnace) | SDGE | SDGE | CZ07 | 1978-1991 | Std | Mixed-fuel | Mixed-fuel | -163.07 | 27.435 | 2014.2367 | 672.8765 | 1225.2235 | -65.5813 | -33.076 | N/A | -1167.152 | 224.8612 | 0 | 0.33418 | -380.3816 | 1004.9136 | 0 | 1.4935 | N/A | N/A | N/A | N/A | -30.7136 | -60.8972 | N/A | 1898.1 | 2.8209 | 0.12323 | 7.075% | 4135.23 | 234.862 | 2348.8629 | 1.7418 | 56943 | 4298.3
RaisedFloorInsulation_R19 | Raised Floor Insulation: R-19 |  | Raised Floor Insulation: R-19 | SDGE | SDGE | CZ07 | 1978-1991 | Std | Mixed-fuel | Mixed-fuel | -487 | 18.333 | 3632.776 | 3632.776 | -4248.826 | -263.1857 | N/A | N/A | -6079.7937 | -5072.5587 | 0 | 0 | N/A | N/A | N/A | N/A | N/A | N/A | N/A | N/A | -13.8031 | N/A | N/A | -616.05 | 0 | 0.09025 | 4.838% | 4650.52 | 251.627 | 2727.2716 | 1.8654 | 63236.7 | 5137.52
RaisedFloorInsulation_R30 | Raised Floor Insulation: R-30vs0 |  | Raised Floor Insulation: R-30vsR0 | SDGE | SDGE | CZ07 | 1978-1991 | Std | Mixed-fuel | Mixed-fuel | -579.33 | 20.804 | 4112.6252 | 4112.6252 | -4945.1252 | -313.5836 | N/A | N/A | -7261.0802 | -6116.9171 | 0 | 0 | N/A | N/A | N/A | N/A | N/A | N/A | N/A | N/A | -13.1149 | N/A | N/A | -832.5 | 0 | 0.10157 | 5.445% | 4650.52 | 251.627 | 2727.2716 | 1.8654 | 63236.7 | 5229.85
AtticInsulation_R38 | Attic Insulation: R-38 |  | Attic Insulation: R-38 | SDGE | SDGE | CZ07 | 1978-1991 | Std | Mixed-fuel | Mixed-fuel | 199.04 | 4.184 | 2555.3859 | 2555.3859 | -807.1359 | 146.7261 | N/A | N/A | 3617.7918 | 3805.204 | 1.4158 | 1.4891 | N/A | N/A | N/A | N/A | N/A | N/A | N/A | N/A | 17.416 | N/A | N/A | 1748.25 | 0.68414 | 0.03251 | 1.833% | 4506.32 | 237.47 | 2603.2873 | 1.774 | 60322.95 | 4307.28
AtticInsulation_R49 | Attic Insulation: R-49 |  | Attic Insulation: R-49 | SDGE | SDGE | CZ07 | 1978-1991 | Std | Mixed-fuel | Mixed-fuel | 244.23 | 5.148 | 3611.6191 | 3611.6191 | -1447.1191 | 179.9045 | N/A | N/A | 4435.9927 | 4666.2029 | 1.2283 | 1.292 | N/A | N/A | N/A | N/A | N/A | N/A | N/A | N/A | 20.0752 | N/A | N/A | 2164.5 | 0.59932 | 0.04028 | 2.271% | 4506.32 | 237.47 | 2603.2873 | 1.774 | 60322.95 | 4262.09
Windows_0.28UFactor0.23SHGC | New Windows: 0.28 U-factor, 0.23 SHGC |  | Window Upgrade: 0.28 vs 0.30 U-factor | SDGE | SDGE | CZ07 | 1978-1991 | Std | Mixed-fuel | Mixed-fuel | 537.15 | -1.38 | 11462.7824 | 11462.7824 | -8682.2324 | 339.8548 | N/A | N/A | 8204.0514 | 8061.8613 | 0.71571 | 0.70331 | N/A | N/A | N/A | N/A | N/A | N/A | N/A | N/A | 33.7285 | N/A | N/A | 2780.55 | 0.24257 | 0.00947 | 0.5338% | 4506.32 | 237.47 | 2603.2873 | 1.774 | 60322.95 | 3969.17
Roof_RB | Roofing: Radiant Barrier |  | Radiant Barrier (at roof replacement) | SDGE | SDGE | CZ07 | 1978-1991 | Std | Mixed-fuel | Mixed-fuel | 119.46 | 2.213 | 892.9455 | 892.9455 | 56.1045 | 85.911 | N/A | N/A | 2114.6515 | 2212.4559 | 2.3682 | 2.4777 | N/A | N/A | N/A | N/A | N/A | N/A | N/A | N/A | 10.3938 | N/A | N/A | 949.05 | 1.0628 | 0.01696 | 0.9561% | 4506.32 | 237.47 | 2603.2873 | 1.774 | 60322.95 | 4386.86
Roof_0.20Ref | Roofing: Steep Sloped, 0.20 Ref. |  | 0.20 Solar Reflectance Cool Roof (at roof replacement) | SDGE | SDGE | CZ07 | 1978-1991 | Std | Mixed-fuel | Mixed-fuel | 134.9 | -2.627 | 892.9455 | 1203.407 | -720.557 | 83.8308 | N/A | N/A | 1987.2341 | 1832.65 | 1.6513 | 1.5229 | N/A | N/A | N/A | N/A | N/A | N/A | N/A | N/A | 10.6518 | N/A | N/A | 482.85 | 0.40124 | -0.01036 | -0.584% | 4506.32 | 237.47 | 2603.2873 | 1.774 | 60322.95 | 4371.42
Roof_0.25Ref | Roofing: Steep Sloped, 0.25 Ref. |  | 0.25 Solar Reflectance Cool Roof (at roof replacement) | SDGE | SDGE | CZ07 | 1978-1991 | Std | Mixed-fuel | Mixed-fuel | 202.45 | -4.005 | 1785.8911 | 2406.8139 | -1690.8639 | 125.626 | N/A | N/A | 2976.9027 | 2741.6474 | 1.2369 | 1.1391 | N/A | N/A | N/A | N/A | N/A | N/A | N/A | N/A | 14.2159 | N/A | N/A | 715.95 | 0.29747 | -0.01582 | -0.8918% | 4506.32 | 237.47 | 2603.2873 | 1.774 | 60322.95 | 4303.87
Ducts_R6 | New Ducts: R-6 |  | New Ducts: R-6 | SDGE | SDGE | CZ07 | 1978-1991 | Std | Mixed-fuel | Mixed-fuel | 256.51 | 5.718 | 4808.3746 | 4808.3746 | -2360.8246 | 182.9078 | N/A | N/A | 4517.2193 | 4774.7998 | 0.93945 | 0.99302 | N/A | N/A | N/A | N/A | N/A | N/A | N/A | N/A | 26.2885 | N/A | N/A | 2447.55 | 0.50902 | 0.0454 | 2.559% | 4506.32 | 237.47 | 2603.2873 | 1.774 | 60322.95 | 4249.81
Ducts_R8 | New Ducts: R-8 |  | New Ducts: R-8 | SDGE | SDGE | CZ07 | 1978-1991 | Std | Mixed-fuel | Mixed-fuel | 270.51 | 6.207 | 6311.1144 | 6311.1144 | -3697.0644 | 193.0896 | N/A | N/A | 4771.321 | 5051.9201 | 0.75602 | 0.80048 | N/A | N/A | N/A | N/A | N/A | N/A | N/A | N/A | 32.6849 | N/A | N/A | 2614.05 | 0.4142 | 0.04877 | 2.749% | 4506.32 | 237.47 | 2603.2873 | 1.774 | 60322.95 | 4235.81
DuctSealing_10% | Duct Sealing: 10% |  | Duct Sealing: 10% | SDGE | SDGE | CZ07 | 1978-1991 | Std | Mixed-fuel | Mixed-fuel | 159.66 | 2.371 | 2589.5542 | 2589.5542 | -1141.0042 | 111.9944 | N/A | N/A | 2748.4197 | 2848.8203 | 1.0613 | 1.1001 | N/A | N/A | N/A | N/A | N/A | N/A | N/A | N/A | 23.1222 | N/A | N/A | 1448.55 | 0.55938 | 0.02225 | 1.254% | 4506.32 | 237.47 | 2603.2873 | 1.774 | 60322.95 | 4346.66
HPWH | HPWH |  | 240V Fed. Min. HPWH | SDGE | SDGE | CZ07 | 1978-1991 | Std | Mixed-fuel | Mixed-fuel | -992.78 | 155.1375 | 4332.0102 | 6553.7323 | 5584.1177 | -132.4963 | -45.9681 | N/A | -970.3989 | 6394.0248 | 0 | 0.97563 | 1123.9637 | 8470.5042 | 0.1715 | 1.2925 | N/A | N/A | N/A | N/A | -32.6953 | -94.2394 | N/A | 12137.85 | 1.8521 | 0.82219 | 47.75% | 4506.32 | 228.55 | 2580.2282 | 1.7218 | 59257.35 | 5499.1
HPWH_HighEfficiency | High Efficiency HPWH |  | 240V Market Std. NEEA HPWH | SDGE | SDGE | CZ07 | 1978-1991 | Std | Mixed-fuel | Mixed-fuel | -837.82 | 155.194 | 5192.8306 | 7967.0806 | 5269.6694 | -47.3297 | 18.03 | N/A | 1091.8109 | 8441.2645 | 0.13704 | 1.0595 | 2673.8026 | 10009.7481 | 0.33561 | 1.2564 | N/A | N/A | N/A | N/A | -109.7162 | 288.0106 | N/A | 13236.75 | 1.6614 | 0.84036 | 48.81% | 4506.32 | 228.55 | 2580.2282 | 1.7218 | 59257.35 | 5344.14
HPWH_HighEfficiency_DR | High Efficiency HPWH with Demand Response |  | 240V Market Std. NEEA HPWH + DR | SDGE | SDGE | CZ07 | 1978-1991 | Std | Mixed-fuel | Mixed-fuel | -768.95 | 155.2034 | 5192.8306 | 7967.0806 | 5952.3194 | 5.5159 | 61.8876 | N/A | 2371.041 | 9710.012 | 0.2976 | 1.2188 | 3735.4837 | 11062.8041 | 0.46886 | 1.3886 | N/A | N/A | N/A | N/A | 941.4233 | 83.9075 | N/A | 13919.4 | 1.7471 | 0.85181 | 49.47% | 4506.32 | 228.55 | 2580.2282 | 1.7218 | 59257.35 | 5275.27
HPWH_120V | 120V HPWH |  | 120V Market Std. NEEA HPWH | SDGE | SDGE | CZ07 | 1978-1991 | Std | Mixed-fuel | Mixed-fuel | -789.66 | 155.3403 | 2892.8863 | 4272.7328 | 9513.4672 | -3.1779 | 55.6353 | N/A | 2162.5544 | 9509.6933 | 0.50613 | 2.2257 | 3586.0922 | 10921.076 | 0.8393 | 2.556 | N/A | N/A | N/A | N/A | -910.3181 | 51.9973 | N/A | 13786.2 | 3.2266 | 0.845 | 49.08% | 4506.32 | 228.55 | 2580.2282 | 1.7218 | 59257.35 | 5295.98
HPWH_TankOutside | HPWH in Exterior Closet |  | 240V Fed. Min. HPWH, Exterior Closet | SDGE | SDGE | CZ07 | 1978-1991 | Std | Mixed-fuel | Mixed-fuel | -1007.47 | 154.7442 | 4751.0613 | 6972.7834 | 4965.2666 | -143.9734 | -55.3227 | N/A | -1253.8858 | 6094.2446 | 0 | 0.874 | 891.8509 | 8221.6596 | 0.1279 | 1.1791 | N/A | N/A | N/A | N/A | -32.9996 | -85.879 | N/A | 11938.05 | 1.7121 | 0.81773 | 47.49% | 4506.32 | 228.55 | 2580.2282 | 1.7218 | 59257.35 | 5513.79
HPWH_TankInside_NotDucted | HPWH in interior closet, not ducted |  | 240V Fed. Min. HPWH, Interior Closet, Not Ducted | SDGE | SDGE | CZ07 | 1978-1991 | Std | Mixed-fuel | Mixed-fuel | -686.45 | 142.0414 | 4412.5691 | 6634.2911 | 5853.2089 | 26.953 | 76.1496 | N/A | 2694.8626 | 9389.5518 | 0.4062 | 1.4153 | 3885.6373 | 10570.1588 | 0.58569 | 1.5933 | N/A | N/A | N/A | N/A | 163.7135 | 57.9461 | N/A | 12487.5 | 1.8823 | 0.76382 | 44.36% | 4506.32 | 228.55 | 2580.2282 | 1.7218 | 59257.35 | 5192.77
HPWH_TankInside_Ducted | HPWH in interior closet, ducted outside |  | 240V Fed. Min. HPWH, Interior Closet, Ducted | SDGE | SDGE | CZ07 | 1978-1991 | Std | Mixed-fuel | Mixed-fuel | -1050.71 | 158.199 | 5491.8272 | 7713.5493 | 4424.3007 | -164.9661 | -72.6397 | N/A | -1712.8524 | 5800.851 | 0 | 0.75203 | 521.8544 | 8016.4763 | 0.067654 | 1.0393 | N/A | N/A | N/A | N/A | -33.2906 | -75.6037 | N/A | 12137.85 | 1.5736 | 0.83965 | 48.77% | 4506.32 | 228.55 | 2580.2282 | 1.7218 | 59257.35 | 5557.03
HPSH_9.5HSPF2_17SEER2 | New HPSH 9.5 HSPF2, 17 SEER2 |  | High Efficiency HPSH | SDGE | SDGE | CZ07 | 1978-1991 | Std | Mixed-fuel | Mixed-fuel | -52.3 | 27.348 | 3951.0299 | 6429.7645 | -3504.9145 | 3.3548 | 21.8302 | N/A | 499.0754 | 1869.1975 | 0.07762 | 0.29071 | 946.2609 | 2312.5646 | 0.14717 | 0.35967 | N/A | N/A | N/A | N/A | 1177.7189 | 180.9892 | N/A | 2924.85 | 0.45489 | 0.13309 | 7.659% | 4135.23 | 234.161 | 2347.0122 | 1.7377 | 57103.95 | 4187.53
MSHP | Ducted MSHP 9.5 HSPF2, 16.5 SEER2 |  | High Eff MSHP | SDGE | SDGE | CZ07 | 1978-1991 | Std | Mixed-fuel | Mixed-fuel | -96.71 | 27.348 | 1441.5303 | 2951.3745 | -309.5745 | -26.5573 | -3.3453 | N/A | -224.9294 | 1151.3748 | 0 | 0.39011 | 336.9039 | 1708.4107 | 0.11415 | 0.57885 | N/A | N/A | N/A | N/A | -54.28 | -430.9167 | N/A | 2641.8 | 0.89511 | 0.1315 | 7.567% | 4135.23 | 234.161 | 2347.0122 | 1.7377 | 57103.95 | 4231.94
PV_3kW | 3kW PV |  | 3kW PV | SDGE | SDGE | CZ07 | 1978-1991 | Std | Mixed-fuel | Mixed-fuel | 4506.3204 | 0 | 9608.1502 | 11574.2633 | -1517.6633 | 905.7441 | N/A | 756.6627 | 21922.9996 | 21735.8058 | 1.8941 | 1.8779 | N/A | N/A | N/A | N/A | 18314.5733 | 18158.1908 | 1.5824 | 1.5688 | 10.608 | N/A | 12.6981 | 10056.6 | 0.86888 | 0.13409 | 7.559% | 4506.32 | 237.47 | 2603.2873 | 1.774 | 60322.95 | -0.00040171
AE | All Electric |  | All Electric | SDGE | SDGE | CZ07 | 1978-1991 | Std | All Electric | Mixed-fuel | -1845.07 | 237.47 | 6302.3436 | 9121.6976 | 7411.7524 | -509.995 | -186.7379 | N/A | -9198.2586 | 1227.013 | 0 | 0.13452 | -1374.0112 | 8984.4515 | 0 | 0.98495 | N/A | N/A | N/A | N/A | -12.3577 | -33.7497 | N/A | 16533.45 | 1.8125 | 1.2016 | 67.74% | 4506.32 | 237.47 | 2603.2873 | 1.774 | 60322.95 | 6351.39
VCHP_base | Base VCHP |  | Base VCHP | SDGE | SDGE | CZ07 | 1978-1991 | Std | Mixed-fuel | Mixed-fuel | -61.12 | 21.665 | 8825.7784 | 14273.6008 | -11992.5508 | -13.6419 | -16.2294 | N/A | -1.2669 | 1080.5789 | 0 | 0.075705 | -63.8976 | 1018.483 | 0 | 0.071354 | N/A | N/A | N/A | N/A | -646.9631 | -543.8132 | N/A | 2281.05 | 0.15981 | 0.10076 | 5.949% | 3956.31 | 228.478 | 2223.1157 | 1.6936 | 55327.95 | 4017.43
VCHP_Fujitsu48 | Fujitsu 48 VCHP |  | Fujitsu 48 VCHP | SDGE | SDGE | CZ07 | 1978-1991 | Std | Mixed-fuel | Mixed-fuel | 142.95 | 21.665 | 12409.8442 | 20158.142 | -16378.592 | 106.1567 | 78.3812 | N/A | 2898.3855 | 3955.472 | 0.14378 | 0.19622 | 2226.0979 | 3288.9249 | 0.11043 | 0.16316 | N/A | N/A | N/A | N/A | 116.9012 | 158.3267 | N/A | 3779.55 | 0.18749 | 0.12346 | 7.29% | 3956.31 | 228.478 | 2223.1157 | 1.6936 | 55327.95 | 3813.36
HPWH_PV | HPWH + 3kW PV |  | 240V Fed. Min. HPWH + 3kW PV | SDGE | SDGE | CZ07 | 1978-1991 | Std | Mixed-fuel | Mixed-fuel | 3775.666 | 155.1375 | 13940.1604 | 18127.9956 | 6031.1544 | 1006.6584 | N/A | 871.6854 | 26602.1651 | 33731.1549 | 1.4675 | 1.8607 | N/A | N/A | N/A | N/A | 23335.2236 | 30492.1089 | 1.2872 | 1.682 | 13.848 | N/A | 15.9922 | 24159.15 | 1.3327 | 0.96407 | 55.99% | 4506.32 | 228.55 | 2580.2282 | 1.7218 | 59257.35 | 730.654
HPSH_PV | HPSH + 3kW PV |  | HPSH + 3kW PV | SDGE | SDGE | CZ07 | 1978-1991 | Std | Mixed-fuel | Mixed-fuel | 4135.2302 | 27.348 | 10628.4836 | 13192.2286 | -1576.0786 | 824.2752 | N/A | 748.7366 | 20368.9668 | 21569.4259 | 1.544 | 1.635 | N/A | N/A | N/A | N/A | 18540.5994 | 19756.6704 | 1.4054 | 1.4976 | 12.8943 | N/A | 14.1952 | 11616.15 | 0.88053 | 0.249 | 14.33% | 4135.23 | 234.161 | 2347.0122 | 1.7377 | 57103.95 | -0.00016856
HPSH_RCV_300CFM | New HPSH |  | Heat Pump Space Heater | SCG | SCE | CZ08 | 1978-1991 | Std | Mixed-fuel | Mixed-fuel | -384.29 | 44.671 | 1172.0255 | 2178.8719 | -97.6219 | -74.8849 | -153.6642 | N/A | -1073.8581 | 248.1159 | 0 | 0.11387 | -2848.468 | -1642.4078 | 0 | 0 | N/A | N/A | N/A | N/A | -15.651 | -7.6272 | N/A | 2081.25 | 0.9552 | 0.17991 | 9.64% | 5301.67 | 248.367 | 2221.2586 | 1.8662 | 64651.95 | 5685.96
DFHP_RCV_300CFM_35F | DFHP, Existing Furnace 35F |  | Dual Fuel Heat Pump (existing furnace) | SCG | SCE | CZ08 | 1978-1991 | Std | Mixed-fuel | Mixed-fuel | -335.61 | 43.564 | 1960.2499 | 948.7304 | 921.6196 | -57.9557 | -144.2103 | N/A | -707.3471 | 604.8621 | 0 | 0.63755 | -2650.3489 | -1465.0526 | 0 | 0 | N/A | N/A | N/A | N/A | -33.8232 | -13.593 | N/A | 1870.35 | 1.9714 | 0.18328 | 9.786% | 5301.67 | 249.512 | 2223.3249 | 1.8729 | 64402.2 | 5637.28
RaisedFloorInsulation_R19 | Raised Floor Insulation: R-19 |  | Raised Floor Insulation: R-19 | SCG | SCE | CZ08 | 1978-1991 | Std | Mixed-fuel | Mixed-fuel | -380.31 | 19.017 | 3632.776 | 3632.776 | -3299.776 | -128.8596 | N/A | N/A | -2634.3314 | -2196.8802 | 0 | 0 | N/A | N/A | N/A | N/A | N/A | N/A | N/A | N/A | -28.1917 | N/A | N/A | 333 | 0.091665 | 0.10154 | 4.928% | 7043.13 | 270.015 | 3047.0847 | 2.0606 | 78088.5 | 7423.44
RaisedFloorInsulation_R30 | Raised Floor Insulation: R-30vs0 |  | Raised Floor Insulation: R-30vsR0 | SCG | SCE | CZ08 | 1978-1991 | Std | Mixed-fuel | Mixed-fuel | -453.02 | 21.889 | 4112.6252 | 4112.6252 | -3812.9252 | -154.6289 | N/A | N/A | -3175.6389 | -2684.5693 | 0 | 0 | N/A | N/A | N/A | N/A | N/A | N/A | N/A | N/A | -26.5967 | N/A | N/A | 299.7 | 0.072873 | 0.11656 | 5.656% | 7043.13 | 270.015 | 3047.0847 | 2.0606 | 78088.5 | 7496.15
AtticInsulation_R38 | Attic Insulation: R-38 |  | Attic Insulation: R-38 | SCG | SCE | CZ08 | 1978-1991 | Std | Mixed-fuel | Mixed-fuel | 350.13 | 6.691 | 2555.3859 | 2555.3859 | 258.4641 | 168.0891 | N/A | N/A | 3878.4393 | 4340.7017 | 1.5178 | 1.6986 | N/A | N/A | N/A | N/A | N/A | N/A | N/A | N/A | 15.2026 | N/A | N/A | 2813.85 | 1.1011 | 0.05076 | 2.605% | 6618.84 | 253.987 | 2832.3882 | 1.9484 | 73409.85 | 6268.71
AtticInsulation_R49 | Attic Insulation: R-49 |  | Attic Insulation: R-49 | SCG | SCE | CZ08 | 1978-1991 | Std | Mixed-fuel | Mixed-fuel | 439.23 | 8.216 | 3611.6191 | 3611.6191 | -98.4691 | 212.3645 | N/A | N/A | 4896.7475 | 5473.0887 | 1.3558 | 1.5154 | N/A | N/A | N/A | N/A | N/A | N/A | N/A | N/A | 17.0067 | N/A | N/A | 3513.15 | 0.97274 | 0.06298 | 3.232% | 6618.84 | 253.987 | 2832.3882 | 1.9484 | 73409.85 | 6179.61
Windows_0.28UFactor0.23SHGC | New Windows: 0.28 U-factor, 0.23 SHGC |  | Window Upgrade: 0.28 vs 0.30 U-factor | SCG | SCE | CZ08 | 1978-1991 | Std | Mixed-fuel | Mixed-fuel | 935.81 | 1.333 | 11462.7824 | 11462.7824 | -6501.0824 | 406.6496 | N/A | N/A | 9178.9481 | 9820.7678 | 0.80076 | 0.85675 | N/A | N/A | N/A | N/A | N/A | N/A | N/A | N/A | 28.1884 | N/A | N/A | 4961.7 | 0.43285 | 0.02821 | 1.448% | 6618.84 | 253.987 | 2832.3882 | 1.9484 | 73409.85 | 5683.03
Roof_RB | Roofing: Radiant Barrier |  | Radiant Barrier (at roof replacement) | SCG | SCE | CZ08 | 1978-1991 | Std | Mixed-fuel | Mixed-fuel | 301.81 | 3.147 | 892.9455 | 892.9455 | 1088.4045 | 137.494 | N/A | N/A | 3140.495 | 3443.8538 | 3.517 | 3.8567 | N/A | N/A | N/A | N/A | N/A | N/A | N/A | N/A | 6.4944 | N/A | N/A | 1981.35 | 2.2189 | 0.02584 | 1.326% | 6618.84 | 253.987 | 2832.3882 | 1.9484 | 73409.85 | 6317.03
Roof_0.20Ref | Roofing: Steep Sloped, 0.20 Ref. |  | 0.20 Solar Reflectance Cool Roof (at roof replacement) | SCG | SCE | CZ08 | 1978-1991 | Std | Mixed-fuel | Mixed-fuel | 274.38 | -3.831 | 892.9455 | 1203.407 | -154.457 | 113.2062 | N/A | N/A | 2496.6327 | 2538.236 | 2.0746 | 2.1092 | N/A | N/A | N/A | N/A | N/A | N/A | N/A | N/A | 7.8878 | N/A | N/A | 1048.95 | 0.87165 | -0.01399 | -0.718% | 6618.84 | 253.987 | 2832.3882 | 1.9484 | 73409.85 | 6344.46
Roof_0.25Ref | Roofing: Steep Sloped, 0.25 Ref. vs. 0.20 Ref |  | Roofing Upgrade: 0.25 vs. 0.20 Solar Reflectance (at roof replacement) | SCG | SCE | CZ08 | 1978-1991 | Std | Mixed-fuel | Mixed-fuel | 418.66 | -5.826 | 1785.8911 | 2406.8139 | -791.7639 | 173.1403 | N/A | N/A | 3818.6451 | 3882.8232 | 1.5866 | 1.6133 | N/A | N/A | N/A | N/A | N/A | N/A | N/A | N/A | 10.3147 | N/A | N/A | 1615.05 | 0.67103 | -0.02136 | -1.096% | 6618.84 | 253.987 | 2832.3882 | 1.9484 | 73409.85 | 6200.18
Ducts_R6 | New Ducts: R-6 |  | New Ducts: R-6 | SCG | SCE | CZ08 | 1978-1991 | Std | Mixed-fuel | Mixed-fuel | 948.15 | 9.23 | 4808.3746 | 4808.3746 | 1868.2754 | 443.129 | N/A | N/A | 10108.8378 | 11056.9717 | 2.1023 | 2.2995 | N/A | N/A | N/A | N/A | N/A | N/A | N/A | N/A | 10.851 | N/A | N/A | 6676.65 | 1.3885 | 0.08978 | 4.608% | 6618.84 | 253.987 | 2832.3882 | 1.9484 | 73409.85 | 5670.69
Ducts_R8 | New Ducts: R-8 |  | New Ducts: R-8 | SCG | SCE | CZ08 | 1978-1991 | Std | Mixed-fuel | Mixed-fuel | 977.03 | 9.983 | 6311.1144 | 6311.1144 | 598.6356 | 457.2226 | N/A | N/A | 10436.6634 | 11429.7088 | 1.6537 | 1.811 | N/A | N/A | N/A | N/A | N/A | N/A | N/A | N/A | 13.8032 | N/A | N/A | 6909.75 | 1.0949 | 0.09524 | 4.888% | 6618.84 | 253.987 | 2832.3882 | 1.9484 | 73409.85 | 5641.81
DuctSealing_10% | Duct Sealing: 10% |  | Duct Sealing: 10% | SCG | SCE | CZ08 | 1978-1991 | Std | Mixed-fuel | Mixed-fuel | 674.5 | 4.089 | 2589.5542 | 2589.5542 | 1922.5958 | 312.7126 | N/A | N/A | 7100.4248 | 7691.7186 | 2.7419 | 2.9703 | N/A | N/A | N/A | N/A | N/A | N/A | N/A | N/A | 8.2809 | N/A | N/A | 4512.15 | 1.7424 | 0.05153 | 2.645% | 6618.84 | 253.987 | 2832.3882 | 1.9484 | 73409.85 | 5944.34
HPWH | HPWH |  | 240V Fed. Min. HPWH | SCG | SCE | CZ08 | 1978-1991 | Std | Mixed-fuel | Mixed-fuel | -961.03 | 152.1986 | 4332.0102 | 6553.7323 | 5217.8177 | -131.6017 | -122.8016 | N/A | -1001.6759 | 3390.2747 | 0 | 0.5173 | -803.4417 | 3601.4571 | 0 | 0.54953 | N/A | N/A | N/A | N/A | -32.9176 | -35.2765 | N/A | 11771.55 | 1.7962 | 0.80284 | 42.33% | 6618.84 | 245.107 | 2815.8404 | 1.8964 | 72344.25 | 7579.87
HPWH_HighEfficiency | High Efficiency HPWH |  | 240V Market Std. NEEA HPWH | SCG | SCE | CZ08 | 1978-1991 | Std | Mixed-fuel | Mixed-fuel | -794.89 | 152.2754 | 5192.8306 | 7967.0806 | 5053.2194 | -60.5984 | -67.1079 | N/A | 598.8191 | 5097.6902 | 0.075162 | 0.63984 | 452.1822 | 4941.4752 | 0.056756 | 0.62024 | N/A | N/A | N/A | N/A | -85.6926 | -77.3803 | N/A | 13020.3 | 1.6343 | 0.82373 | 43.44% | 6618.84 | 245.107 | 2815.8404 | 1.8964 | 72344.25 | 7413.73
HPWH_HighEfficiency_DR | High Efficiency HPWH with Demand Response |  | 240V Market Std. NEEA HPWH + DR | SCG | SCE | CZ08 | 1978-1991 | Std | Mixed-fuel | Mixed-fuel | -667.73 | 152.3005 | 5192.8306 | 7967.0806 | 6052.2194 | 0.89869 | -8.9757 | N/A | 1984.461 | 6574.6057 | 0.24908 | 0.82522 | 1762.0281 | 6337.6439 | 0.22116 | 0.79548 | N/A | N/A | N/A | N/A | 5778.2471 | -578.5462 | N/A | 14019.3 | 1.7597 | 0.84203 | 44.4% | 6618.84 | 245.107 | 2815.8404 | 1.8964 | 72344.25 | 7286.57
HPWH_120V | 120V HPWH |  | 120V Market Std. NEEA HPWH | SCG | SCE | CZ08 | 1978-1991 | Std | Mixed-fuel | Mixed-fuel | -757.45 | 152.5049 | 2892.8863 | 4272.7328 | 9097.2172 | -35.9023 | -34.1675 | N/A | 1158.2572 | 5700.7669 | 0.27108 | 1.3342 | 1197.335 | 5742.3973 | 0.28023 | 1.344 | N/A | N/A | N/A | N/A | -80.5767 | -84.6677 | N/A | 13369.95 | 3.1291 | 0.83223 | 43.88% | 6618.84 | 245.107 | 2815.8404 | 1.8964 | 72344.25 | 7376.29
HPWH_TankOutside | HPWH in Exterior Closet |  | 240V Fed. Min. HPWH, Exterior Closet | SCG | SCE | CZ08 | 1978-1991 | Std | Mixed-fuel | Mixed-fuel | -982.84 | 151.6662 | 4751.0613 | 6972.7834 | 4565.6666 | -143.1905 | -134.0456 | N/A | -1269.9822 | 3087.9706 | 0 | 0.44286 | -1063.9809 | 3307.4274 | 0 | 0.47433 | N/A | N/A | N/A | N/A | -33.18 | -35.4436 | N/A | 11538.45 | 1.6548 | 0.79634 | 41.99% | 6618.84 | 245.107 | 2815.8404 | 1.8964 | 72344.25 | 7601.68
HPWH_TankInside_NotDucted | HPWH in interior closet, not ducted |  | 240V Fed. Min. HPWH, Interior Closet, Not Ducted | SCG | SCE | CZ08 | 1978-1991 | Std | Mixed-fuel | Mixed-fuel | -570.81 | 136.496 | 4412.5691 | 6634.2911 | 5736.6589 | 4.5237 | -18.9932 | N/A | 1853.2433 | 5951.3991 | 0.27934 | 0.89707 | 1323.4939 | 5387.0476 | 0.19949 | 0.812 | N/A | N/A | N/A | N/A | 975.4366 | -232.3239 | N/A | 12370.95 | 1.8647 | 0.73593 | 38.81% | 6618.84 | 245.107 | 2815.8404 | 1.8964 | 72344.25 | 7189.65
HPWH_TankInside_Ducted | HPWH in interior closet, ducted outside |  | 240V Fed. Min. HPWH, Interior Closet, Ducted | SCG | SCE | CZ08 | 1978-1991 | Std | Mixed-fuel | Mixed-fuel | -1035.13 | 156.2329 | 5491.8272 | 7713.5493 | 4191.2007 | -155.8474 | -143.1512 | N/A | -1492.9678 | 2991.5052 | 0 | 0.38782 | -1206.9692 | 3296.1847 | 0 | 0.42732 | N/A | N/A | N/A | N/A | -35.2385 | -38.3638 | N/A | 11904.75 | 1.5434 | 0.82693 | 43.6% | 6618.84 | 245.107 | 2815.8404 | 1.8964 | 72344.25 | 7653.97
HPSH_9.5HSPF2_17SEER2 | New HPSH 9.5 HSPF2, 17 SEER2 |  | High Efficiency HPSH | SCG | SCE | CZ08 | 1978-1991 | Std | Mixed-fuel | Mixed-fuel | -92.67 | 44.671 | 4148.5785 | 7065.961 | -3036.661 | 53.5386 | -44.2714 | N/A | 1819.0555 | 3329.9887 | 0.25744 | 0.47127 | -384.2482 | 982.7697 | 0 | 0.13909 | N/A | N/A | N/A | N/A | 77.4876 | -93.7078 | N/A | 4029.3 | 0.57024 | 0.20435 | 10.95% | 5301.67 | 248.367 | 2221.2586 | 1.8662 | 64651.95 | 5394.34
MSHP | Ducted MSHP 9.5 HSPF2, 16.5 SEER2 |  | High Eff MSHP | SCG | SCE | CZ08 | 1978-1991 | Std | Mixed-fuel | Mixed-fuel | -136.12 | 44.671 | 1421.1983 | 3229.8412 | 566.3588 | 33.7148 | -62.1025 | N/A | 1372.4984 | 2854.2634 | 0.42494 | 0.88372 | -785.9167 | 554.865 | 0 | 0.17179 | N/A | N/A | N/A | N/A | 42.1535 | -22.8847 | N/A | 3796.2 | 1.1754 | 0.20304 | 10.88% | 5301.67 | 248.367 | 2221.2586 | 1.8662 | 64651.95 | 5437.79
PV_3kW | 3kW PV |  | 3kW PV | SCG | SCE | CZ08 | 1978-1991 | Std | Mixed-fuel | Mixed-fuel | 4863.55 | 0 | 9608.1502 | 11574.2633 | 2478.3367 | 1065.1817 | N/A | 833.6071 | 23994.6655 | 25561.9474 | 2.0731 | 2.2085 | N/A | N/A | N/A | N/A | 18778.1316 | 20004.6804 | 1.6224 | 1.7284 | 9.0202 | N/A | 11.526 | 14052.6 | 1.2141 | 0.13646 | 7.004% | 6618.84 | 253.987 | 2832.3882 | 1.9484 | 73409.85 | 1755.29
AE | All Electric |  | All Electric | SCG | SCE | CZ08 | 1978-1991 | Std | All Electric | Mixed-fuel | -1070.04 | 253.987 | 6454.0357 | 9682.6042 | 12445.2458 | 75.5561 | 131.8341 | N/A | 5087.9395 | 13109.3662 | 0.52547 | 1.3539 | 6355.6783 | 14459.9111 | 0.6564 | 1.4934 | N/A | N/A | N/A | N/A | 85.4204 | 48.9557 | N/A | 22127.85 | 2.2853 | 1.2865 | 66.03% | 6618.84 | 253.987 | 2832.3882 | 1.9484 | 73409.85 | 7688.88
VCHP_base | Base VCHP |  | Base VCHP | SCG | SCE | CZ08 | 1978-1991 | Std | Mixed-fuel | Mixed-fuel | -0.97 | 36.203 | 13336.3685 | 21679.367 | -17916.467 | 76.2153 | -52.5686 | N/A | 2213.5518 | 3486.0861 | 0.1021 | 0.1608 | -687.4794 | 395.5656 | 0 | 0.018246 | N/A | N/A | N/A | N/A | 174.9829 | -253.6947 | N/A | 3762.9 | 0.17357 | 0.16096 | 8.961% | 4900.45 | 239.899 | 2030.2132 | 1.7963 | 61471.8 | 4901.42
VCHP_Fujitsu48 | Fujitsu 48 VCHP |  | Fujitsu 48 VCHP | SCG | SCE | CZ08 | 1978-1991 | Std | Mixed-fuel | Mixed-fuel | 520.27 | 36.203 | 17266.2712 | 28131.7248 | -20755.7748 | 290.8583 | 130.8464 | N/A | 7048.6781 | 8637.0329 | 0.25056 | 0.30702 | 3444.1928 | 4797.1101 | 0.12243 | 0.17052 | N/A | N/A | N/A | N/A | 59.3632 | 131.9583 | N/A | 7375.95 | 0.26219 | 0.21252 | 11.83% | 4900.45 | 239.899 | 2030.2132 | 1.7963 | 61471.8 | 4380.18
HPWH_PV | HPWH + 3kW PV |  | 240V Fed. Min. HPWH + 3kW PV | SCG | SCE | CZ08 | 1978-1991 | Std | Mixed-fuel | Mixed-fuel | 3902.52 | 152.1986 | 13940.1604 | 18127.9956 | 9277.9044 | 1064.8473 | N/A | 848.3207 | 25949.9627 | 32102.3386 | 1.4315 | 1.7709 | N/A | N/A | N/A | N/A | 21072.4078 | 26906.1919 | 1.1624 | 1.4842 | 13.0912 | N/A | 16.4327 | 27405.9 | 1.5118 | 0.93931 | 49.53% | 6618.84 | 245.107 | 2815.8404 | 1.8964 | 72344.25 | 2716.32
HPSH_PV | HPSH + 3kW PV |  | HPSH + 3kW PV | SCG | SCE | CZ08 | 1978-1991 | Std | Mixed-fuel | Mixed-fuel | 4479.258 | 44.671 | 10780.1756 | 13753.1352 | 1481.6148 | 941.1266 | N/A | 728.0881 | 21813.1804 | 24630.0885 | 1.5861 | 1.7909 | N/A | N/A | N/A | N/A | 17014.1997 | 19517.6482 | 1.2371 | 1.4191 | 11.4545 | N/A | 14.8061 | 15234.75 | 1.1077 | 0.31638 | 16.95% | 5301.67 | 248.367 | 2221.2586 | 1.8662 | 64651.95 | 822.412
HPSH_RCV_300CFM | New HPSH |  | Heat Pump Space Heater | SCG | SCE | CZ09 | 1978-1991 | Std | Mixed-fuel | Mixed-fuel | -598.54 | 67.705 | 1172.0255 | 2178.8719 | 812.5781 | -120.2437 | -224.0635 | N/A | -1770.2082 | 245.2734 | 0 | 0.11257 | -4108.8887 | -2246.1649 | 0 | 0 | N/A | N/A | N/A | N/A | -9.7471 | -5.2308 | N/A | 2991.45 | 1.3729 | 0.26818 | 13.33% | 5233.75 | 272.489 | 2187.6874 | 2.0119 | 67493.55 | 5832.29
DFHP_RCV_300CFM_35F | DFHP, Existing Furnace 35F |  | Dual Fuel Heat Pump (existing furnace) | SCG | SCE | CZ09 | 1978-1991 | Std | Mixed-fuel | Mixed-fuel | -498.86 | 64.711 | 1960.2499 | 948.7304 | 1754.1196 | -87.1206 | -205.271 | N/A | -1064.4145 | 905.5383 | 0 | 0.95447 | -3725.9123 | -1929.8031 | 0 | 0 | N/A | N/A | N/A | N/A | -22.5004 | -9.5496 | N/A | 2702.85 | 2.8489 | 0.27344 | 13.52% | 5233.75 | 274.225 | 2190.9228 | 2.022 | 67110.6 | 5732.61
RaisedFloorInsulation_R19 | Raised Floor Insulation: R-19 |  | Raised Floor Insulation: R-19 | SCG | SCE | CZ09 | 1978-1991 | Std | Mixed-fuel | Mixed-fuel | -366.27 | 24.463 | 3632.776 | 3632.776 | -2467.276 | -110.8939 | N/A | N/A | -2152.6146 | -1508.8043 | 0 | 0 | N/A | N/A | N/A | N/A | N/A | N/A | N/A | N/A | -32.759 | N/A | N/A | 1165.5 | 0.32083 | 0.13554 | 5.981% | 6939.72 | 303.612 | 3012.201 | 2.2662 | 82400.85 | 7305.99
RaisedFloorInsulation_R30 | Raised Floor Insulation: R-30vs0 |  | Raised Floor Insulation: R-30vsR0 | SCG | SCE | CZ09 | 1978-1991 | Std | Mixed-fuel | Mixed-fuel | -432.82 | 27.998 | 4112.6252 | 4112.6252 | -2897.1752 | -131.9758 | N/A | N/A | -2577.5209 | -1847.9397 | 0 | 0 | N/A | N/A | N/A | N/A | N/A | N/A | N/A | N/A | -31.162 | N/A | N/A | 1215.45 | 0.29554 | 0.15457 | 6.821% | 6939.72 | 303.612 | 3012.201 | 2.2662 | 82400.85 | 7372.54
AtticInsulation_R38 | Attic Insulation: R-38 |  | Attic Insulation: R-38 | SCG | SCE | CZ09 | 1978-1991 | Std | Mixed-fuel | Mixed-fuel | 312.55 | 7.927 | 2555.3859 | 2555.3859 | 241.8141 | 152.1685 | N/A | N/A | 3538.9825 | 4022.6208 | 1.3849 | 1.5742 | N/A | N/A | N/A | N/A | N/A | N/A | N/A | N/A | 16.7931 | N/A | N/A | 2797.2 | 1.0946 | 0.05777 | 2.736% | 6467.38 | 281.035 | 2768.5137 | 2.1117 | 76506.75 | 6154.83
AtticInsulation_R49 | Attic Insulation: R-49 |  | Attic Insulation: R-49 | SCG | SCE | CZ09 | 1978-1991 | Std | Mixed-fuel | Mixed-fuel | 394.99 | 9.745 | 3611.6191 | 3611.6191 | -98.4691 | 193.7488 | N/A | N/A | 4501.1486 | 5105.5732 | 1.2463 | 1.4137 | N/A | N/A | N/A | N/A | N/A | N/A | N/A | N/A | 18.6407 | N/A | N/A | 3513.15 | 0.97274 | 0.07154 | 3.388% | 6467.38 | 281.035 | 2768.5137 | 2.1117 | 76506.75 | 6072.39
Windows_0.28UFactor0.23SHGC | New Windows: 0.28 U-factor, 0.23 SHGC |  | Window Upgrade: 0.28 vs 0.30 U-factor | SCG | SCE | CZ09 | 1978-1991 | Std | Mixed-fuel | Mixed-fuel | 962.8 | 4.33 | 11462.7824 | 11462.7824 | -5801.7824 | 428.8578 | N/A | N/A | 9723.4334 | 10501.224 | 0.84826 | 0.91611 | N/A | N/A | N/A | N/A | N/A | N/A | N/A | N/A | 26.7286 | N/A | N/A | 5661 | 0.49386 | 0.05103 | 2.416% | 6467.38 | 281.035 | 2768.5137 | 2.1117 | 76506.75 | 5504.58
Roof_RB | Roofing: Radiant Barrier |  | Radiant Barrier (at roof replacement) | SCG | SCE | CZ09 | 1978-1991 | Std | Mixed-fuel | Mixed-fuel | 280.66 | 4.047 | 892.9455 | 892.9455 | 1088.4045 | 129.4008 | N/A | N/A | 2972.048 | 3295.8863 | 3.3284 | 3.691 | N/A | N/A | N/A | N/A | N/A | N/A | N/A | N/A | 6.9006 | N/A | N/A | 1981.35 | 2.2189 | 0.03131 | 1.483% | 6467.38 | 281.035 | 2768.5137 | 2.1117 | 76506.75 | 6186.72
Roof_0.20Ref | Roofing: Steep Sloped, 0.20 Ref. |  | 0.20 Solar Reflectance Cool Roof (at roof replacement) | SCG | SCE | CZ09 | 1978-1991 | Std | Mixed-fuel | Mixed-fuel | 249.84 | -4.144 | 892.9455 | 1203.407 | -304.307 | 101.327 | N/A | N/A | 2224.3382 | 2237.4821 | 1.8484 | 1.8593 | N/A | N/A | N/A | N/A | N/A | N/A | N/A | N/A | 8.8125 | N/A | N/A | 899.1 | 0.74713 | -0.01616 | -0.7652% | 6467.38 | 281.035 | 2768.5137 | 2.1117 | 76506.75 | 6217.54
Roof_0.25Ref | Roofing: Steep Sloped, 0.25 Ref. vs. 0.20 Ref |  | Roofing Upgrade: 0.25 vs. 0.20 Solar Reflectance (at roof replacement) | SCG | SCE | CZ09 | 1978-1991 | Std | Mixed-fuel | Mixed-fuel | 379.16 | -6.306 | 1785.8911 | 2406.8139 | -1074.8139 | 154.2236 | N/A | N/A | 3385.5498 | 3405.6063 | 1.4067 | 1.415 | N/A | N/A | N/A | N/A | N/A | N/A | N/A | N/A | 11.5799 | N/A | N/A | 1332 | 0.55343 | -0.02484 | -1.176% | 6467.38 | 281.035 | 2768.5137 | 2.1117 | 76506.75 | 6088.22
Ducts_R6 | New Ducts: R-6 |  | New Ducts: R-6 | SCG | SCE | CZ09 | 1978-1991 | Std | Mixed-fuel | Mixed-fuel | 918.13 | 13.671 | 4808.3746 | 4808.3746 | 2401.0754 | 437.0687 | N/A | N/A | 10039.1912 | 11134.6307 | 2.0879 | 2.3157 | N/A | N/A | N/A | N/A | N/A | N/A | N/A | N/A | 11.0014 | N/A | N/A | 7209.45 | 1.4994 | 0.11867 | 5.62% | 6467.38 | 281.035 | 2768.5137 | 2.1117 | 76506.75 | 5549.25
Ducts_R8 | New Ducts: R-8 |  | New Ducts: R-8 | SCG | SCE | CZ09 | 1978-1991 | Std | Mixed-fuel | Mixed-fuel | 946.17 | 14.79 | 6311.1144 | 6311.1144 | 1214.6856 | 451.4312 | N/A | N/A | 10378.5765 | 11532.1813 | 1.6445 | 1.8273 | N/A | N/A | N/A | N/A | N/A | N/A | N/A | N/A | 13.9802 | N/A | N/A | 7525.8 | 1.1925 | 0.12638 | 5.985% | 6467.38 | 281.035 | 2768.5137 | 2.1117 | 76506.75 | 5521.21
DuctSealing_10% | Duct Sealing: 10% |  | Duct Sealing: 10% | SCG | SCE | CZ09 | 1978-1991 | Std | Mixed-fuel | Mixed-fuel | 663.57 | 6.225 | 2589.5542 | 2589.5542 | 2272.2458 | 310.4649 | N/A | N/A | 7081.8235 | 7744.6381 | 2.7348 | 2.9907 | N/A | N/A | N/A | N/A | N/A | N/A | N/A | N/A | 8.3409 | N/A | N/A | 4861.8 | 1.8775 | 0.06633 | 3.141% | 6467.38 | 281.035 | 2768.5137 | 2.1117 | 76506.75 | 5803.81
HPWH | HPWH |  | 240V Fed. Min. HPWH | SCG | SCE | CZ09 | 1978-1991 | Std | Mixed-fuel | Mixed-fuel | -996.2 | 153.308 | 4332.0102 | 6553.7323 | 5134.5677 | -114.304 | -193.2025 | N/A | -577.042 | 3922.0806 | 0 | 0.59845 | -2354.3362 | 2028.6973 | 0 | 0.30955 | N/A | N/A | N/A | N/A | -37.899 | -22.4221 | N/A | 11688.3 | 1.7835 | 0.80419 | 39.04% | 6467.38 | 272.142 | 2751.5338 | 2.0597 | 75441.15 | 7463.58
HPWH_HighEfficiency | High Efficiency HPWH |  | 240V Market Std. NEEA HPWH | SCG | SCE | CZ09 | 1978-1991 | Std | Mixed-fuel | Mixed-fuel | -822.19 | 153.39 | 5192.8306 | 7967.0806 | 5003.2694 | -41.1953 | -136.8159 | N/A | 1070.9381 | 5680.2163 | 0.13442 | 0.71296 | -1083.0453 | 3385.5392 | 0 | 0.42494 | N/A | N/A | N/A | N/A | -126.0539 | -37.9549 | N/A | 12970.35 | 1.628 | 0.82605 | 40.1% | 6467.38 | 272.142 | 2751.5338 | 2.0597 | 75441.15 | 7289.57
HPWH_HighEfficiency_DR | High Efficiency HPWH with Demand Response |  | 240V Market Std. NEEA HPWH + DR | SCG | SCE | CZ09 | 1978-1991 | Std | Mixed-fuel | Mixed-fuel | -685.22 | 153.419 | 5192.8306 | 7967.0806 | 6068.8694 | 23.794 | -75.0874 | N/A | 2535.2953 | 7241.0965 | 0.31822 | 0.90888 | 307.8583 | 4868.1679 | 0.038641 | 0.61104 | N/A | N/A | N/A | N/A | 218.2412 | -69.1572 | N/A | 14035.95 | 1.7617 | 0.84667 | 41.11% | 6467.38 | 272.142 | 2751.5338 | 2.0597 | 75441.15 | 7152.6
HPWH_120V | 120V HPWH |  | 120V Market Std. NEEA HPWH | SCG | SCE | CZ09 | 1978-1991 | Std | Mixed-fuel | Mixed-fuel | -773.11 | 153.623 | 2892.8863 | 4272.7328 | 9113.8672 | -11.949 | -100.0862 | N/A | 1732.9016 | 6392.5732 | 0.40557 | 1.4961 | -252.5077 | 4277.481 | 0 | 1.0011 | N/A | N/A | N/A | N/A | -242.1028 | -28.904 | N/A | 13386.6 | 3.133 | 0.83674 | 40.62% | 6467.38 | 272.142 | 2751.5338 | 2.0597 | 75441.15 | 7240.49
HPWH_TankOutside | HPWH in Exterior Closet |  | 240V Fed. Min. HPWH, Exterior Closet | SCG | SCE | CZ09 | 1978-1991 | Std | Mixed-fuel | Mixed-fuel | -1017.89 | 152.741 | 4751.0613 | 6972.7834 | 4465.7666 | -125.5658 | -203.7336 | N/A | -838.3982 | 3626.2371 | 0 | 0.52006 | -2599.2332 | 1750.388 | 0 | 0.25103 | N/A | N/A | N/A | N/A | -37.8372 | -23.32 | N/A | 11438.55 | 1.6405 | 0.79653 | 38.67% | 6467.38 | 272.142 | 2751.5338 | 2.0597 | 75441.15 | 7485.27
HPWH_TankInside_NotDucted | HPWH in interior closet, not ducted |  | 240V Fed. Min. HPWH, Interior Closet, Not Ducted | SCG | SCE | CZ09 | 1978-1991 | Std | Mixed-fuel | Mixed-fuel | -612.32 | 137.093 | 4412.5691 | 6634.2911 | 5570.1589 | 18.3268 | -93.9769 | N/A | 2193.2058 | 6379.4879 | 0.33059 | 0.96159 | -336.5868 | 3684.4544 | 0 | 0.55537 | N/A | N/A | N/A | N/A | 240.7713 | -46.9538 | N/A | 12204.45 | 1.8396 | 0.73724 | 35.79% | 6467.38 | 272.142 | 2751.5338 | 2.0597 | 75441.15 | 7079.7
HPWH_TankInside_Ducted | HPWH in interior closet, ducted outside |  | 240V Fed. Min. HPWH, Interior Closet, Ducted | SCG | SCE | CZ09 | 1978-1991 | Std | Mixed-fuel | Mixed-fuel | -1066.19 | 157.553 | 5491.8272 | 7713.5493 | 4124.6007 | -137.2259 | -213.2011 | N/A | -1036.0402 | 3563.3314 | 0 | 0.46196 | -2747.4851 | 1740.0985 | 0 | 0.22559 | N/A | N/A | N/A | N/A | -40.0203 | -25.7589 | N/A | 11838.15 | 1.5347 | 0.82932 | 40.26% | 6467.38 | 272.142 | 2751.5338 | 2.0597 | 75441.15 | 7533.57
HPSH_9.5HSPF2_17SEER2 | New HPSH 9.5 HSPF2, 17 SEER2 |  | High Efficiency HPSH | SCG | SCE | CZ09 | 1978-1991 | Std | Mixed-fuel | Mixed-fuel | -300.19 | 67.705 | 4148.5785 | 7065.961 | -1976.611 | 9.6956 | -115.6666 | N/A | 1156.8527 | 3363.5239 | 0.16372 | 0.47602 | -1667.1029 | 355.1133 | 0 | 0.050257 | N/A | N/A | N/A | N/A | 427.8812 | -35.8667 | N/A | 5089.35 | 0.72026 | 0.29936 | 14.88% | 5233.75 | 272.489 | 2187.6874 | 2.0119 | 67493.55 | 5533.94
MSHP | Ducted MSHP 9.5 HSPF2, 16.5 SEER2 |  | High Eff MSHP | SCG | SCE | CZ09 | 1978-1991 | Std | Mixed-fuel | Mixed-fuel | -329.74 | 67.705 | 1421.1983 | 3229.8412 | 1709.6588 | -4.1501 | -128.3179 | N/A | 844.9594 | 3031.2583 | 0.26161 | 0.93852 | -1952.0902 | 51.5112 | 0 | 0.015949 | N/A | N/A | N/A | N/A | -342.4513 | -11.0756 | N/A | 4939.5 | 1.5293 | 0.29838 | 14.83% | 5233.75 | 272.489 | 2187.6874 | 2.0119 | 67493.55 | 5563.49
PV_3kW | 3kW PV |  | 3kW PV | SCG | SCE | CZ09 | 1978-1991 | Std | Mixed-fuel | Mixed-fuel | 5054.62 | 0 | 9608.1502 | 11574.2633 | 2078.7367 | 1040.1883 | N/A | 762.6025 | 23431.6547 | 24962.162 | 2.0245 | 2.1567 | N/A | N/A | N/A | N/A | 17178.6563 | 18300.7306 | 1.4842 | 1.5812 | 9.2369 | N/A | 12.5992 | 13653 | 1.1796 | 0.14028 | 6.643% | 6467.38 | 281.035 | 2768.5137 | 2.1117 | 76506.75 | 1412.76
AE | All Electric |  | All Electric | SCG | SCE | CZ09 | 1978-1991 | Std | All Electric | Mixed-fuel | -1404.65 | 281.035 | 6454.0357 | 9682.6042 | 13510.8458 | 2.029 | 23.4646 | N/A | 3815.3951 | 12625.1656 | 0.39405 | 1.3039 | 4298.2621 | 13139.5725 | 0.44392 | 1.357 | N/A | N/A | N/A | N/A | 3180.9368 | 275.054 | N/A | 23193.45 | 2.3954 | 1.3936 | 66% | 6467.38 | 281.035 | 2768.5137 | 2.1117 | 76506.75 | 7872.03
VCHP_base | Base VCHP |  | Base VCHP | SCG | SCE | CZ09 | 1978-1991 | Std | Mixed-fuel | Mixed-fuel | -179.96 | 55.447 | 13336.3685 | 21679.367 | -16917.467 | 40.3668 | -118.3458 | N/A | 1674.2204 | 3520.5889 | 0.077226 | 0.16239 | -1900.9977 | -288.1551 | 0 | 0 | N/A | N/A | N/A | N/A | 330.3795 | -112.6898 | N/A | 4761.9 | 0.21965 | 0.23959 | 12.51% | 4824.37 | 260.231 | 1990.2426 | 1.9154 | 63836.1 | 5004.33
VCHP_Fujitsu48 | Fujitsu 48 VCHP |  | Fujitsu 48 VCHP | SCG | SCE | CZ09 | 1978-1991 | Std | Mixed-fuel | Mixed-fuel | 430.72 | 55.447 | 17266.2712 | 28131.7248 | -18824.3748 | 276.0008 | 86.9097 | N/A | 6982.1958 | 9175.2702 | 0.2482 | 0.32615 | 2722.6628 | 4637.5134 | 0.096783 | 0.16485 | N/A | N/A | N/A | N/A | 62.5588 | 198.669 | N/A | 9307.35 | 0.33085 | 0.31523 | 16.46% | 4824.37 | 260.231 | 1990.2426 | 1.9154 | 63836.1 | 4393.65
HPWH_PV | HPWH + 3kW PV |  | 240V Fed. Min. HPWH + 3kW PV | SCG | SCE | CZ09 | 1978-1991 | Std | Mixed-fuel | Mixed-fuel | 4058.42 | 153.308 | 13940.1604 | 18127.9956 | 8944.9044 | 1041.9535 | N/A | 778.1153 | 25469.2291 | 31669.6403 | 1.405 | 1.747 | N/A | N/A | N/A | N/A | 19525.9157 | 25338.1219 | 1.0771 | 1.3977 | 13.3789 | N/A | 17.9153 | 27072.9 | 1.4934 | 0.94447 | 45.85% | 6467.38 | 272.142 | 2751.5338 | 2.0597 | 75441.15 | 2408.96
HPSH_PV | HPSH + 3kW PV |  | HPSH + 3kW PV | SCG | SCE | CZ09 | 1978-1991 | Std | Mixed-fuel | Mixed-fuel | 4456.078 | 67.705 | 10780.1756 | 13753.1352 | 2158.7148 | 871.8697 | N/A | 658.2071 | 20578.4945 | 24053.7471 | 1.4963 | 1.749 | N/A | N/A | N/A | N/A | 15765.4554 | 18926.3303 | 1.1463 | 1.3761 | 12.3644 | N/A | 16.3781 | 15911.85 | 1.157 | 0.40846 | 20.3% | 5233.75 | 272.489 | 2187.6874 | 2.0119 | 67493.55 | 777.672
HPSH_RCV_300CFM | New HPSH |  | Heat Pump Space Heater | SCG | SCE | CZ10 | 1978-1991 | Std | Mixed-fuel | Mixed-fuel | -604.15 | 65.787 | 1172.0255 | 2178.8719 | 462.9281 | -91.8368 | -225.5684 | N/A | -1170.5033 | 792.8595 | 0 | 0.36389 | -4182.9903 | -2416.3969 | 0 | 0 | N/A | N/A | N/A | N/A | -12.762 | -5.1959 | N/A | 2641.8 | 1.2125 | 0.25971 | 12.93% | 5844.64 | 268.697 | 2414.079 | 2.0081 | 70357.35 | 6448.79
DFHP_RCV_300CFM_35F | DFHP, Existing Furnace 35F |  | Dual Fuel Heat Pump (existing furnace) | SCG | SCE | CZ10 | 1978-1991 | Std | Mixed-fuel | Mixed-fuel | -487.51 | 60.706 | 1960.2499 | 948.7304 | 1382.2696 | -62.2437 | -206.5109 | N/A | -570.6461 | 1280.2753 | 0 | 1.3495 | -3820.461 | -2181.8107 | 0 | 0 | N/A | N/A | N/A | N/A | -31.4932 | -9.4922 | N/A | 2331 | 2.457 | 0.25445 | 12.61% | 5844.64 | 270.384 | 2417.1761 | 2.018 | 69991.05 | 6332.15
RaisedFloorInsulation_R19 | Raised Floor Insulation: R-19 |  | Raised Floor Insulation: R-19 | SCG | SCE | CZ10 | 1978-1991 | Std | Mixed-fuel | Mixed-fuel | -203.64 | 27.126 | 3632.776 | 3632.776 | -1185.226 | -33.2474 | N/A | N/A | -360.8694 | 496.8331 | 0 | 0.13676 | N/A | N/A | N/A | N/A | N/A | N/A | N/A | N/A | -109.2649 | N/A | N/A | 2447.55 | 0.67374 | 0.15732 | 6.847% | 8260.21 | 302.115 | 3551.9996 | 2.2978 | 89477.1 | 8463.85
RaisedFloorInsulation_R30 | Raised Floor Insulation: R-30vs0 |  | Raised Floor Insulation: R-30vsR0 | SCG | SCE | CZ10 | 1978-1991 | Std | Mixed-fuel | Mixed-fuel | -246.64 | 30.903 | 4112.6252 | 4112.6252 | -1398.6752 | -44.3713 | N/A | N/A | -558.7562 | 405.6815 | 0 | 0.098643 | N/A | N/A | N/A | N/A | N/A | N/A | N/A | N/A | -92.6866 | N/A | N/A | 2713.95 | 0.65991 | 0.17885 | 7.783% | 8260.21 | 302.115 | 3551.9996 | 2.2978 | 89477.1 | 8506.85
AtticInsulation_R38 | Attic Insulation: R-38 |  | Attic Insulation: R-38 | SCG | SCE | CZ10 | 1978-1991 | Std | Mixed-fuel | Mixed-fuel | 361.35 | 7.732 | 2555.3859 | 2555.3859 | 458.2641 | 169.8183 | N/A | N/A | 3932.0722 | 4431.1731 | 1.5387 | 1.7341 | N/A | N/A | N/A | N/A | N/A | N/A | N/A | N/A | 15.0478 | N/A | N/A | 3013.65 | 1.1793 | 0.05739 | 2.708% | 7499.25 | 277.021 | 3175.7868 | 2.1189 | 81634.95 | 7137.9
AtticInsulation_R49 | Attic Insulation: R-49 |  | Attic Insulation: R-49 | SCG | SCE | CZ10 | 1978-1991 | Std | Mixed-fuel | Mixed-fuel | 456.98 | 9.52 | 3611.6191 | 3611.6191 | 184.5809 | 216.4738 | N/A | N/A | 5007.7533 | 5633.2147 | 1.3866 | 1.5597 | N/A | N/A | N/A | N/A | N/A | N/A | N/A | N/A | 16.6839 | N/A | N/A | 3796.2 | 1.0511 | 0.07121 | 3.361% | 7499.25 | 277.021 | 3175.7868 | 2.1189 | 81634.95 | 7042.27
Windows_0.28UFactor0.23SHGC | New Windows: 0.28 U-factor, 0.23 SHGC |  | Window Upgrade: 0.28 vs 0.30 U-factor | SCG | SCE | CZ10 | 1978-1991 | Std | Mixed-fuel | Mixed-fuel | 1196.13 | 3.835 | 11462.7824 | 11462.7824 | -4719.5324 | 519.9356 | N/A | N/A | 11766.9551 | 12659.7641 | 1.0265 | 1.1044 | N/A | N/A | N/A | N/A | N/A | N/A | N/A | N/A | 22.0465 | N/A | N/A | 6743.25 | 0.58827 | 0.05015 | 2.367% | 7499.25 | 277.021 | 3175.7868 | 2.1189 | 81634.95 | 6303.12
Roof_RB | Roofing: Radiant Barrier |  | Radiant Barrier (at roof replacement) | SCG | SCE | CZ10 | 1978-1991 | Std | Mixed-fuel | Mixed-fuel | 342.55 | 3.852 | 892.9455 | 892.9455 | 1388.1045 | 152.2475 | N/A | N/A | 3483.1789 | 3832.4086 | 3.9008 | 4.2919 | N/A | N/A | N/A | N/A | N/A | N/A | N/A | N/A | 5.8651 | N/A | N/A | 2281.05 | 2.5545 | 0.03064 | 1.446% | 7499.25 | 277.021 | 3175.7868 | 2.1189 | 81634.95 | 7156.7
Roof_0.20Ref | Roofing: Steep Sloped, 0.20 Ref. |  | 0.20 Solar Reflectance Cool Roof (at roof replacement) | SCG | SCE | CZ10 | 1978-1991 | Std | Mixed-fuel | Mixed-fuel | 292.26 | -3.935 | 892.9455 | 1203.407 | -87.857 | 117.1367 | N/A | N/A | 2583.7583 | 2627.8396 | 2.147 | 2.1837 | N/A | N/A | N/A | N/A | N/A | N/A | N/A | N/A | 7.6231 | N/A | N/A | 1115.55 | 0.92699 | -0.01439 | -0.6791% | 7499.25 | 277.021 | 3175.7868 | 2.1189 | 81634.95 | 7206.99
Roof_0.25Ref | Roofing: Steep Sloped, 0.25 Ref. vs. 0.20 Ref |  | Roofing Upgrade: 0.25 vs. 0.20 Solar Reflectance (at roof replacement) | SCG | SCE | CZ10 | 1978-1991 | Std | Mixed-fuel | Mixed-fuel | 440.29 | -5.985 | 1785.8911 | 2406.8139 | -725.1639 | 176.8055 | N/A | N/A | 3899.2611 | 3964.2815 | 1.6201 | 1.6471 | N/A | N/A | N/A | N/A | N/A | N/A | N/A | N/A | 10.1009 | N/A | N/A | 1681.65 | 0.6987 | -0.0221 | -1.043% | 7499.25 | 277.021 | 3175.7868 | 2.1189 | 81634.95 | 7058.96
Ducts_R6 | New Ducts: R-6 |  | New Ducts: R-6 | SCG | SCE | CZ10 | 1978-1991 | Std | Mixed-fuel | Mixed-fuel | 1217.54 | 13.091 | 4808.3746 | 4808.3746 | 3932.8754 | 562.7329 | N/A | N/A | 12858.8575 | 14113.2856 | 2.6743 | 2.9351 | N/A | N/A | N/A | N/A | N/A | N/A | N/A | N/A | 8.5447 | N/A | N/A | 8741.25 | 1.8179 | 0.1234 | 5.824% | 7499.25 | 277.021 | 3175.7868 | 2.1189 | 81634.95 | 6281.71
Ducts_R8 | New Ducts: R-8 |  | New Ducts: R-8 | SCG | SCE | CZ10 | 1978-1991 | Std | Mixed-fuel | Mixed-fuel | 1261.24 | 14.119 | 6311.1144 | 6311.1144 | 2796.4356 | 583.8176 | N/A | N/A | 13348.1545 | 14667.0999 | 2.115 | 2.324 | N/A | N/A | N/A | N/A | N/A | N/A | N/A | N/A | 10.8101 | N/A | N/A | 9107.55 | 1.4431 | 0.13065 | 6.166% | 7499.25 | 277.021 | 3175.7868 | 2.1189 | 81634.95 | 6238.01
DuctSealing_10% | Duct Sealing: 10% |  | Duct Sealing: 10% | SCG | SCE | CZ10 | 1978-1991 | Std | Mixed-fuel | Mixed-fuel | 894.12 | 6.069 | 2589.5542 | 2589.5542 | 3487.6958 | 408.8968 | N/A | N/A | 9295.5826 | 10094.9289 | 3.5896 | 3.8983 | N/A | N/A | N/A | N/A | N/A | N/A | N/A | N/A | 6.333 | N/A | N/A | 6077.25 | 2.3468 | 0.07205 | 3.4% | 7499.25 | 277.021 | 3175.7868 | 2.1189 | 81634.95 | 6605.13
HPWH | HPWH |  | 240V Fed. Min. HPWH | SCG | SCE | CZ10 | 1978-1991 | Std | Mixed-fuel | Mixed-fuel | -991.2 | 151.458 | 4332.0102 | 6553.7323 | 4934.7677 | -121.789 | -169.8106 | N/A | -783.3523 | 3616.6771 | 0 | 0.55185 | -1865.105 | 2464.2665 | 0 | 0.37601 | N/A | N/A | N/A | N/A | -35.5698 | -25.5108 | N/A | 11488.5 | 1.753 | 0.79169 | 38.3% | 7499.25 | 268.151 | 3158.8737 | 2.0671 | 80569.35 | 8490.45
HPWH_HighEfficiency | High Efficiency HPWH |  | 240V Market Std. NEEA HPWH | SCG | SCE | CZ10 | 1978-1991 | Std | Mixed-fuel | Mixed-fuel | -803.85 | 151.54 | 5192.8306 | 7967.0806 | 4870.0694 | -41.5784 | -107.0821 | N/A | 1024.5985 | 5545.2125 | 0.1286 | 0.69602 | -450.9628 | 3973.2706 | 0 | 0.49871 | N/A | N/A | N/A | N/A | -124.8927 | -48.4939 | N/A | 12837.15 | 1.6113 | 0.81559 | 39.46% | 7499.25 | 268.151 | 3158.8737 | 2.0671 | 80569.35 | 8303.1
HPWH_HighEfficiency_DR | High Efficiency HPWH with Demand Response |  | 240V Market Std. NEEA HPWH + DR | SCG | SCE | CZ10 | 1978-1991 | Std | Mixed-fuel | Mixed-fuel | -669.11 | 151.569 | 5192.8306 | 7967.0806 | 5968.9694 | 22.1715 | -48.1297 | N/A | 2461.0386 | 7076.3575 | 0.3089 | 0.8882 | 877.4085 | 5389.2879 | 0.11013 | 0.67644 | N/A | N/A | N/A | N/A | 234.2116 | -107.8925 | N/A | 13936.05 | 1.7492 | 0.83598 | 40.44% | 7499.25 | 268.151 | 3158.8737 | 2.0671 | 80569.35 | 8168.36
HPWH_120V | 120V HPWH |  | 120V Market Std. NEEA HPWH | SCG | SCE | CZ10 | 1978-1991 | Std | Mixed-fuel | Mixed-fuel | -754.84 | 151.802 | 2892.8863 | 4272.7328 | 9063.9172 | -12.3411 | -72.0274 | N/A | 1686.6988 | 6258.4879 | 0.39476 | 1.4648 | 342.1843 | 4826.1525 | 0.080086 | 1.1295 | N/A | N/A | N/A | N/A | -234.411 | -40.1637 | N/A | 13336.65 | 3.1213 | 0.82754 | 40.03% | 7499.25 | 268.151 | 3158.8737 | 2.0671 | 80569.35 | 8254.09
HPWH_TankOutside | HPWH in Exterior Closet |  | 240V Fed. Min. HPWH, Exterior Closet | SCG | SCE | CZ10 | 1978-1991 | Std | Mixed-fuel | Mixed-fuel | -1009.22 | 150.891 | 4751.0613 | 6972.7834 | 4299.2666 | -131.9571 | -180.1646 | N/A | -1019.9642 | 3347.4396 | 0 | 0.48007 | -2105.9045 | 2190.568 | 0 | 0.31416 | N/A | N/A | N/A | N/A | -36.0046 | -26.3707 | N/A | 11272.05 | 1.6166 | 0.78471 | 37.96% | 7499.25 | 268.151 | 3158.8737 | 2.0671 | 80569.35 | 8508.47
HPWH_TankInside_NotDucted | HPWH in interior closet, not ducted |  | 240V Fed. Min. HPWH, Interior Closet, Not Ducted | SCG | SCE | CZ10 | 1978-1991 | Std | Mixed-fuel | Mixed-fuel | -572 | 134.232 | 4412.5691 | 6634.2911 | 5470.2589 | 24.1442 | -61.1496 | N/A | 2276.5692 | 6360.0169 | 0.34315 | 0.95866 | 355.2098 | 4313.1583 | 0.053541 | 0.65013 | N/A | N/A | N/A | N/A | 182.7589 | -72.1602 | N/A | 12104.55 | 1.8245 | 0.7222 | 34.94% | 7499.25 | 268.151 | 3158.8737 | 2.0671 | 80569.35 | 8071.25
HPWH_TankInside_Ducted | HPWH in interior closet, ducted outside |  | 240V Fed. Min. HPWH, Interior Closet, Ducted | SCG | SCE | CZ10 | 1978-1991 | Std | Mixed-fuel | Mixed-fuel | -1065.08 | 155.858 | 5491.8272 | 7713.5493 | 3924.8007 | -146.8438 | -193.185 | N/A | -1289.2036 | 3210.7278 | 0 | 0.41625 | -2333.1028 | 2098.6433 | 0 | 0.27207 | N/A | N/A | N/A | N/A | -37.3991 | -28.4278 | N/A | 11638.35 | 1.5088 | 0.81849 | 39.6% | 7499.25 | 268.151 | 3158.8737 | 2.0671 | 80569.35 | 8564.33
HPSH_9.5HSPF2_17SEER2 | New HPSH 9.5 HSPF2, 17 SEER2 |  | High Efficiency HPSH | SCG | SCE | CZ10 | 1978-1991 | Std | Mixed-fuel | Mixed-fuel | -272.39 | 65.787 | 4148.5785 | 7065.961 | -2126.461 | 45.2976 | -103.9711 | N/A | 1918.6344 | 4083.7733 | 0.27153 | 0.57795 | -1443.8457 | 501.6629 | 0 | 0.070997 | N/A | N/A | N/A | N/A | 91.585 | -39.9013 | N/A | 4939.5 | 0.69906 | 0.29168 | 14.53% | 5844.64 | 268.697 | 2414.079 | 2.0081 | 70357.35 | 6117.03
MSHP | Ducted MSHP 9.5 HSPF2, 16.5 SEER2 |  | High Eff MSHP | SCG | SCE | CZ10 | 1978-1991 | Std | Mixed-fuel | Mixed-fuel | -308.08 | 65.787 | 1421.1983 | 3229.8412 | 1509.8588 | 29.1556 | -118.839 | N/A | 1555.015 | 3696.403 | 0.48145 | 1.1445 | -1778.764 | 144.8685 | 0 | 0.044853 | N/A | N/A | N/A | N/A | 48.7453 | -11.959 | N/A | 4739.7 | 1.4675 | 0.29053 | 14.47% | 5844.64 | 268.697 | 2414.079 | 2.0081 | 70357.35 | 6152.72
PV_3kW | 3kW PV |  | 3kW PV | SCG | SCE | CZ10 | 1978-1991 | Std | Mixed-fuel | Mixed-fuel | 5024.39 | 0 | 9608.1502 | 11574.2633 | 2994.4867 | 1094.7728 | N/A | 824.6203 | 24661.2452 | 26272.0667 | 2.1307 | 2.2699 | N/A | N/A | N/A | N/A | 18575.6934 | 19789.0193 | 1.6049 | 1.7097 | 8.7764 | N/A | 11.6516 | 14568.75 | 1.2587 | 0.13949 | 6.583% | 7499.25 | 277.021 | 3175.7868 | 2.1189 | 81634.95 | 2474.86
AE | All Electric |  | All Electric | SCG | SCE | CZ10 | 1978-1991 | Std | All Electric | Mixed-fuel | -981.97 | 277.021 | 6454.0357 | 9682.6042 | 15225.7958 | 236.1647 | 201.046 | N/A | 9013.3967 | 17989.593 | 0.93089 | 1.8579 | 8222.3007 | 17146.8243 | 0.84918 | 1.7709 | N/A | N/A | N/A | N/A | 27.3285 | 32.1023 | N/A | 24908.4 | 2.5725 | 1.3836 | 65.3% | 7499.25 | 277.021 | 3175.7868 | 2.1189 | 81634.95 | 8481.22
VCHP_base | Base VCHP |  | Base VCHP | SCG | SCE | CZ10 | 1978-1991 | Std | Mixed-fuel | Mixed-fuel | -91.78 | 54.51 | 13336.3685 | 21679.367 | -16617.767 | 92.2637 | -89.9852 | N/A | 2819.4706 | 4686.6032 | 0.13005 | 0.21618 | -1285.933 | 313.0432 | 0 | 0.01444 | N/A | N/A | N/A | N/A | 144.5462 | -148.2063 | N/A | 5061.6 | 0.23348 | 0.23755 | 12.41% | 5328.86 | 257.42 | 2172.931 | 1.9148 | 66283.65 | 5420.64
VCHP_Fujitsu48 | Fujitsu 48 VCHP |  | Fujitsu 48 VCHP | SCG | SCE | CZ10 | 1978-1991 | Std | Mixed-fuel | Mixed-fuel | 605.84 | 54.51 | 17266.2712 | 28131.7248 | -17991.8748 | 356.1878 | 143.1512 | N/A | 8764.7203 | 11020.1843 | 0.31156 | 0.39174 | 3965.7802 | 5907.7874 | 0.14097 | 0.21 | N/A | N/A | N/A | N/A | 48.4752 | 120.6156 | N/A | 10139.85 | 0.36044 | 0.3161 | 16.51% | 5328.86 | 257.42 | 2172.931 | 1.9148 | 66283.65 | 4723.02
HPWH_PV | HPWH + 3kW PV |  | 240V Fed. Min. HPWH + 3kW PV | SCG | SCE | CZ10 | 1978-1991 | Std | Mixed-fuel | Mixed-fuel | 4033.18 | 151.458 | 13940.1604 | 18127.9956 | 9511.0044 | 1086.145 | N/A | 830.6972 | 26427.0015 | 32604.355 | 1.4578 | 1.7986 | N/A | N/A | N/A | N/A | 20672.6916 | 26474.1854 | 1.1404 | 1.4604 | 12.8345 | N/A | 16.7813 | 27639 | 1.5247 | 0.93118 | 45.05% | 7499.25 | 268.151 | 3158.8737 | 2.0671 | 80569.35 | 3466.07
HPSH_PV | HPSH + 3kW PV |  | HPSH + 3kW PV | SCG | SCE | CZ10 | 1978-1991 | Std | Mixed-fuel | Mixed-fuel | 4420.24 | 65.787 | 10780.1756 | 13753.1352 | 2791.4148 | 928.3532 | N/A | 693.0894 | 21810.6614 | 25275.1064 | 1.5859 | 1.8378 | N/A | N/A | N/A | N/A | 16511.0248 | 19629.3085 | 1.2005 | 1.4273 | 11.6121 | N/A | 15.5538 | 16544.55 | 1.203 | 0.39921 | 19.88% | 5844.64 | 268.697 | 2414.079 | 2.0081 | 70357.35 | 1424.4
HPSH_RCV_300CFM | New HPSH |  | Heat Pump Space Heater | SDGE | SDGE | CZ10 | 1978-1991 | Std | Mixed-fuel | Mixed-fuel | -604.15 | 65.787 | 1172.0255 | 2178.8719 | 462.9281 | -130.0441 | 61.8505 | N/A | -2110.3085 | 1319.4837 | 0 | 0.60558 | 2534.3865 | 5924.5191 | 1.1632 | 2.7191 | N/A | N/A | N/A | N/A | -9.0125 | 18.9493 | N/A | 2641.8 | 1.2125 | 0.25971 | 12.93% | 5844.64 | 268.697 | 3467.4761 | 2.0081 | 70357.35 | 6448.79
DFHP_RCV_300CFM_35F | DFHP, Existing Furnace 35F |  | Dual Fuel Heat Pump (existing furnace) | SDGE | SDGE | CZ10 | 1978-1991 | Std | Mixed-fuel | Mixed-fuel | -487.51 | 60.706 | 1960.2499 | 948.7304 | 1382.2696 | -85.1682 | 88.0933 | N/A | -1096.9585 | 2084.5995 | 0 | 2.1973 | 3096.7354 | 6242.4847 | 3.2641 | 6.5798 | N/A | N/A | N/A | N/A | -23.0162 | 22.252 | N/A | 2331 | 2.457 | 0.25445 | 12.61% | 5844.64 | 270.384 | 3472.0277 | 2.018 | 69991.05 | 6332.15
RaisedFloorInsulation_R19 | Raised Floor Insulation: R-19 |  | Raised Floor Insulation: R-19 | SDGE | SDGE | CZ10 | 1978-1991 | Std | Mixed-fuel | Mixed-fuel | -203.64 | 27.126 | 3632.776 | 3632.776 | -1185.226 | -41.6437 | N/A | N/A | -575.2834 | 852.7031 | 0 | 0.23472 | N/A | N/A | N/A | N/A | N/A | N/A | N/A | N/A | -87.2347 | N/A | N/A | 2447.55 | 0.67374 | 0.15732 | 6.847% | 8260.21 | 302.115 | 5073.8839 | 2.2978 | 89477.1 | 8463.85
RaisedFloorInsulation_R30 | Raised Floor Insulation: R-30vs0 |  | Raised Floor Insulation: R-30vsR0 | SDGE | SDGE | CZ10 | 1978-1991 | Std | Mixed-fuel | Mixed-fuel | -246.64 | 30.903 | 4112.6252 | 4112.6252 | -1398.6752 | -56.2548 | N/A | N/A | -868.6528 | 760.1055 | 0 | 0.18482 | N/A | N/A | N/A | N/A | N/A | N/A | N/A | N/A | -73.1072 | N/A | N/A | 2713.95 | 0.65991 | 0.17885 | 7.783% | 8260.21 | 302.115 | 5073.8839 | 2.2978 | 89477.1 | 8506.85
AtticInsulation_R38 | Attic Insulation: R-38 |  | Attic Insulation: R-38 | SDGE | SDGE | CZ10 | 1978-1991 | Std | Mixed-fuel | Mixed-fuel | 361.35 | 7.732 | 2555.3859 | 2555.3859 | 458.2641 | 240.3554 | N/A | N/A | 5941.5334 | 6298.2209 | 2.3251 | 2.4647 | N/A | N/A | N/A | N/A | N/A | N/A | N/A | N/A | 10.6317 | N/A | N/A | 3013.65 | 1.1793 | 0.05739 | 2.708% | 7499.25 | 277.021 | 4548.4301 | 2.1189 | 81634.95 | 7137.9
AtticInsulation_R49 | Attic Insulation: R-49 |  | Attic Insulation: R-49 | SDGE | SDGE | CZ10 | 1978-1991 | Std | Mixed-fuel | Mixed-fuel | 456.98 | 9.52 | 3611.6191 | 3611.6191 | 184.5809 | 307.3032 | N/A | N/A | 7590.5818 | 8027.3052 | 2.1017 | 2.2226 | N/A | N/A | N/A | N/A | N/A | N/A | N/A | N/A | 11.7526 | N/A | N/A | 3796.2 | 1.0511 | 0.07121 | 3.361% | 7499.25 | 277.021 | 4548.4301 | 2.1189 | 81634.95 | 7042.27
Windows_0.28UFactor0.23SHGC | New Windows: 0.28 U-factor, 0.23 SHGC |  | Window Upgrade: 0.28 vs 0.30 U-factor | SDGE | SDGE | CZ10 | 1978-1991 | Std | Mixed-fuel | Mixed-fuel | 1196.13 | 3.835 | 11462.7824 | 11462.7824 | -4719.5324 | 726.6459 | N/A | N/A | 17649.9901 | 17703.054 | 1.5398 | 1.5444 | N/A | N/A | N/A | N/A | N/A | N/A | N/A | N/A | 15.7749 | N/A | N/A | 6743.25 | 0.58827 | 0.05015 | 2.367% | 7499.25 | 277.021 | 4548.4301 | 2.1189 | 81634.95 | 6303.12
Roof_RB | Roofing: Radiant Barrier |  | Radiant Barrier (at roof replacement) | SDGE | SDGE | CZ10 | 1978-1991 | Std | Mixed-fuel | Mixed-fuel | 342.55 | 3.852 | 892.9455 | 892.9455 | 1388.1045 | 214.6855 | N/A | N/A | 5257.8927 | 5415.4569 | 5.8883 | 6.0647 | N/A | N/A | N/A | N/A | N/A | N/A | N/A | N/A | 4.1593 | N/A | N/A | 2281.05 | 2.5545 | 0.03064 | 1.446% | 7499.25 | 277.021 | 4548.4301 | 2.1189 | 81634.95 | 7156.7
Roof_0.20Ref | Roofing: Steep Sloped, 0.20 Ref. |  | 0.20 Solar Reflectance Cool Roof (at roof replacement) | SDGE | SDGE | CZ10 | 1978-1991 | Std | Mixed-fuel | Mixed-fuel | 292.26 | -3.935 | 892.9455 | 1203.407 | -87.857 | 163.3548 | N/A | N/A | 3891.4635 | 3652.8658 | 3.2337 | 3.0354 | N/A | N/A | N/A | N/A | N/A | N/A | N/A | N/A | 5.4663 | N/A | N/A | 1115.55 | 0.92699 | -0.01439 | -0.6791% | 7499.25 | 277.021 | 4548.4301 | 2.1189 | 81634.95 | 7206.99
Roof_0.25Ref | Roofing: Steep Sloped, 0.25 Ref. vs. 0.20 Ref |  | Roofing Upgrade: 0.25 vs. 0.20 Solar Reflectance (at roof replacement) | SDGE | SDGE | CZ10 | 1978-1991 | Std | Mixed-fuel | Mixed-fuel | 440.29 | -5.985 | 1785.8911 | 2406.8139 | -725.1639 | 246.614 | N/A | N/A | 5874.1832 | 5511.6926 | 2.4406 | 2.29 | N/A | N/A | N/A | N/A | N/A | N/A | N/A | N/A | 7.2416 | N/A | N/A | 1681.65 | 0.6987 | -0.0221 | -1.043% | 7499.25 | 277.021 | 4548.4301 | 2.1189 | 81634.95 | 7058.96
Ducts_R6 | New Ducts: R-6 |  | New Ducts: R-6 | SDGE | SDGE | CZ10 | 1978-1991 | Std | Mixed-fuel | Mixed-fuel | 1217.54 | 13.091 | 4808.3746 | 4808.3746 | 3932.8754 | 797.6475 | N/A | N/A | 19515.9118 | 20037.7436 | 4.0587 | 4.1673 | N/A | N/A | N/A | N/A | N/A | N/A | N/A | N/A | 6.0282 | N/A | N/A | 8741.25 | 1.8179 | 0.1234 | 5.824% | 7499.25 | 277.021 | 4548.4301 | 2.1189 | 81634.95 | 6281.71
Ducts_R8 | New Ducts: R-8 |  | New Ducts: R-8 | SDGE | SDGE | CZ10 | 1978-1991 | Std | Mixed-fuel | Mixed-fuel | 1261.24 | 14.119 | 6311.1144 | 6311.1144 | 2796.4356 | 827.5232 | N/A | N/A | 20255.4764 | 20825.0671 | 3.2095 | 3.2997 | N/A | N/A | N/A | N/A | N/A | N/A | N/A | N/A | 7.6265 | N/A | N/A | 9107.55 | 1.4431 | 0.13065 | 6.166% | 7499.25 | 277.021 | 4548.4301 | 2.1189 | 81634.95 | 6238.01
DuctSealing_10% | Duct Sealing: 10% |  | Duct Sealing: 10% | SDGE | SDGE | CZ10 | 1978-1991 | Std | Mixed-fuel | Mixed-fuel | 894.12 | 6.069 | 2589.5542 | 2589.5542 | 3487.6958 | 579.8863 | N/A | N/A | 14132.8493 | 14331.3557 | 5.4576 | 5.5343 | N/A | N/A | N/A | N/A | N/A | N/A | N/A | N/A | 4.4656 | N/A | N/A | 6077.25 | 2.3468 | 0.07205 | 3.4% | 7499.25 | 277.021 | 4548.4301 | 2.1189 | 81634.95 | 6605.13
HPWH | HPWH |  | 240V Fed. Min. HPWH | SDGE | SDGE | CZ10 | 1978-1991 | Std | Mixed-fuel | Mixed-fuel | -991.2 | 151.458 | 4332.0102 | 6553.7323 | 4934.7677 | -142.3393 | 253.3442 | N/A | -1211.5361 | 6145.4334 | 0 | 0.9377 | 8365.7497 | 15640.9417 | 1.2765 | 2.3866 | N/A | N/A | N/A | N/A | -30.4344 | 17.0993 | N/A | 11488.5 | 1.753 | 0.79169 | 38.3% | 7499.25 | 268.151 | 4525.3873 | 2.0671 | 80569.35 | 8490.45
HPWH_HighEfficiency | High Efficiency HPWH |  | 240V Market Std. NEEA HPWH | SDGE | SDGE | CZ10 | 1978-1991 | Std | Mixed-fuel | Mixed-fuel | -803.85 | 151.54 | 5192.8306 | 7967.0806 | 4870.0694 | -36.8467 | 330.1178 | N/A | 1343.112 | 8682.4177 | 0.16858 | 1.0898 | 10225.2706 | 17488.7343 | 1.2834 | 2.1951 | N/A | N/A | N/A | N/A | -140.9307 | 15.7302 | N/A | 12837.15 | 1.6113 | 0.81559 | 39.46% | 7499.25 | 268.151 | 4525.3873 | 2.0671 | 80569.35 | 8303.1
HPWH_HighEfficiency_DR | High Efficiency HPWH with Demand Response |  | 240V Market Std. NEEA HPWH + DR | SDGE | SDGE | CZ10 | 1978-1991 | Std | Mixed-fuel | Mixed-fuel | -669.11 | 151.569 | 5192.8306 | 7967.0806 | 5968.9694 | 45.6936 | 394.0515 | N/A | 3341.3976 | 10665.1085 | 0.4194 | 1.3386 | 11773.1932 | 19024.9075 | 1.4777 | 2.3879 | N/A | N/A | N/A | N/A | 113.6445 | 13.1781 | N/A | 13936.05 | 1.7492 | 0.83598 | 40.44% | 7499.25 | 268.151 | 4525.3873 | 2.0671 | 80569.35 | 8168.36
HPWH_120V | 120V HPWH |  | 120V Market Std. NEEA HPWH | SDGE | SDGE | CZ10 | 1978-1991 | Std | Mixed-fuel | Mixed-fuel | -754.84 | 151.802 | 2892.8863 | 4272.7328 | 9063.9172 | 0.57045 | 362.241 | N/A | 2252.7822 | 9597.5117 | 0.52725 | 2.2462 | 11006.8046 | 18276.7862 | 2.5761 | 4.2775 | N/A | N/A | N/A | N/A | 5071.2703 | 7.9861 | N/A | 13336.65 | 3.1213 | 0.82754 | 40.03% | 7499.25 | 268.151 | 4525.3873 | 2.0671 | 80569.35 | 8254.09
HPWH_TankOutside | HPWH in Exterior Closet |  | 240V Fed. Min. HPWH, Exterior Closet | SDGE | SDGE | CZ10 | 1978-1991 | Std | Mixed-fuel | Mixed-fuel | -1009.22 | 150.891 | 4751.0613 | 6972.7834 | 4299.2666 | -155.9575 | 242.8695 | N/A | -1549.8333 | 5781.4898 | 0 | 0.82915 | 8103.5398 | 15352.4357 | 1.1622 | 2.2018 | N/A | N/A | N/A | N/A | -30.4638 | 19.5622 | N/A | 11272.05 | 1.6166 | 0.78471 | 37.96% | 7499.25 | 268.151 | 4525.3873 | 2.0671 | 80569.35 | 8508.47
HPWH_TankInside_NotDucted | HPWH in interior closet, not ducted |  | 240V Fed. Min. HPWH, Interior Closet, Not Ducted | SDGE | SDGE | CZ10 | 1978-1991 | Std | Mixed-fuel | Mixed-fuel | -572 | 134.232 | 4412.5691 | 6634.2911 | 5470.2589 | 52.4463 | 390.8141 | N/A | 3237.43 | 9682.5115 | 0.48798 | 1.4595 | 11427.4219 | 17802.5715 | 1.7225 | 2.6834 | N/A | N/A | N/A | N/A | 84.135 | 11.2907 | N/A | 12104.55 | 1.8245 | 0.7222 | 34.94% | 7499.25 | 268.151 | 4525.3873 | 2.0671 | 80569.35 | 8071.25
HPWH_TankInside_Ducted | HPWH in interior closet, ducted outside |  | 240V Fed. Min. HPWH, Interior Closet, Ducted | SDGE | SDGE | CZ10 | 1978-1991 | Std | Mixed-fuel | Mixed-fuel | -1065.08 | 155.858 | 5491.8272 | 7713.5493 | 3924.8007 | -178.3603 | 225.4329 | N/A | -2016.0775 | 5569.1913 | 0 | 0.722 | 7757.4965 | 15259.3118 | 1.0057 | 1.9782 | N/A | N/A | N/A | N/A | -30.7906 | 24.3613 | N/A | 11638.35 | 1.5088 | 0.81849 | 39.6% | 7499.25 | 268.151 | 4525.3873 | 2.0671 | 80569.35 | 8564.33
HPSH_9.5HSPF2_17SEER2 | New HPSH 9.5 HSPF2, 17 SEER2 |  | High Efficiency HPSH | SDGE | SDGE | CZ10 | 1978-1991 | Std | Mixed-fuel | Mixed-fuel | -272.39 | 65.787 | 4148.5785 | 7065.961 | -2126.461 | 69.8135 | 221.2616 | N/A | 2727.1259 | 6115.6127 | 0.38595 | 0.8655 | 6392.8372 | 9750.0236 | 0.90474 | 1.3799 | N/A | N/A | N/A | N/A | 59.4237 | 18.7497 | N/A | 4939.5 | 0.69906 | 0.29168 | 14.53% | 5844.64 | 268.697 | 3467.4761 | 2.0081 | 70357.35 | 6117.03
MSHP | Ducted MSHP 9.5 HSPF2, 16.5 SEER2 |  | High Eff MSHP | SDGE | SDGE | CZ10 | 1978-1991 | Std | Mixed-fuel | Mixed-fuel | -308.08 | 65.787 | 1421.1983 | 3229.8412 | 1509.8588 | 46.4551 | 201.7913 | N/A | 2161.7496 | 5555.0639 | 0.66931 | 1.7199 | 5921.57 | 9282.7804 | 1.8334 | 2.8741 | N/A | N/A | N/A | N/A | 30.5929 | 7.0429 | N/A | 4739.7 | 1.4675 | 0.29053 | 14.47% | 5844.64 | 268.697 | 3467.4761 | 2.0081 | 70357.35 | 6152.72
PV_3kW | 3kW PV |  | 3kW PV | SDGE | SDGE | CZ10 | 1978-1991 | Std | Mixed-fuel | Mixed-fuel | 5024.39 | 0 | 9608.1502 | 11574.2633 | 2994.4867 | 1333.3892 | N/A | 1200.1169 | 32273.8955 | 31998.3185 | 2.7884 | 2.7646 | N/A | N/A | N/A | N/A | 29048.1201 | 28800.087 | 2.5097 | 2.4883 | 7.2058 | N/A | 8.006 | 14568.75 | 1.2587 | 0.13949 | 6.583% | 7499.25 | 277.021 | 4548.4301 | 2.1189 | 81634.95 | 2474.86
AE | All Electric |  | All Electric | SDGE | SDGE | CZ10 | 1978-1991 | Std | All Electric | Mixed-fuel | -981.97 | 277.021 | 6454.0357 | 9682.6042 | 15225.7958 | 298.7691 | 737.4877 | N/A | 11013.6891 | 23359.1326 | 1.1375 | 2.4125 | 21632.6131 | 33887.3849 | 2.2342 | 3.4998 | N/A | N/A | N/A | N/A | 21.6021 | 8.7514 | N/A | 24908.4 | 2.5725 | 1.3836 | 65.3% | 7499.25 | 277.021 | 4548.4301 | 2.1189 | 81634.95 | 8481.22
VCHP_base | Base VCHP |  | Base VCHP | SDGE | SDGE | CZ10 | 1978-1991 | Std | Mixed-fuel | Mixed-fuel | -91.78 | 54.51 | 13336.3685 | 21679.367 | -16617.767 | 143.609 | 216.8507 | N/A | 4333.0222 | 7114.8565 | 0.19987 | 0.32819 | 6105.7948 | 8872.4919 | 0.28164 | 0.40926 | N/A | N/A | N/A | N/A | 92.8658 | 61.5002 | N/A | 5061.6 | 0.23348 | 0.23755 | 12.41% | 5328.86 | 257.42 | 3125.0146 | 1.9148 | 66283.65 | 5420.64
VCHP_Fujitsu48 | Fujitsu 48 VCHP |  | Fujitsu 48 VCHP | SDGE | SDGE | CZ10 | 1978-1991 | Std | Mixed-fuel | Mixed-fuel | 605.84 | 54.51 | 17266.2712 | 28131.7248 | -17991.8748 | 520.2546 | 525.3491 | N/A | 13449.5069 | 16153.4983 | 0.47809 | 0.57421 | 13572.8156 | 16275.7541 | 0.48247 | 0.57856 | N/A | N/A | N/A | N/A | 33.1881 | 32.8663 | N/A | 10139.85 | 0.36044 | 0.3161 | 16.51% | 5328.86 | 257.42 | 3125.0146 | 1.9148 | 66283.65 | 4723.02
HPWH_PV | HPWH + 3kW PV |  | 240V Fed. Min. HPWH + 3kW PV | SDGE | SDGE | CZ10 | 1978-1991 | Std | Mixed-fuel | Mixed-fuel | 4033.18 | 151.458 | 13940.1604 | 18127.9956 | 9511.0044 | 1377.5072 | N/A | 1284.3922 | 35575.4485 | 42618.3051 | 1.9625 | 2.351 | N/A | N/A | N/A | N/A | 33321.6546 | 40383.7557 | 1.8381 | 2.2277 | 10.1198 | N/A | 10.8535 | 27639 | 1.5247 | 0.93118 | 45.05% | 7499.25 | 268.151 | 4525.3873 | 2.0671 | 80569.35 | 3466.07
HPSH_PV | HPSH + 3kW PV |  | HPSH + 3kW PV | SDGE | SDGE | CZ10 | 1978-1991 | Std | Mixed-fuel | Mixed-fuel | 4420.24 | 65.787 | 10780.1756 | 13753.1352 | 2791.4148 | 1149.0381 | N/A | 1108.5238 | 28849.1184 | 32014.5574 | 2.0976 | 2.3278 | N/A | N/A | N/A | N/A | 27868.4946 | 31042.3069 | 2.0263 | 2.2571 | 9.3819 | N/A | 9.7248 | 16544.55 | 1.203 | 0.39921 | 19.88% | 5844.64 | 268.697 | 3467.4761 | 2.0081 | 70357.35 | 1424.4
HPSH_RCV_300CFM | New HPSH |  | Heat Pump Space Heater | PGE | PGE | CZ11 | 1978-1991 | Std | Mixed-fuel | Mixed-fuel | -2238.84 | 244.755 | 1247.8715 | 2494.1335 | 8417.1665 | -122.2033 | -230.7099 | N/A | 1407.8461 | 11577.9969 | 0.56446 | 4.6421 | -1065.9311 | 8974.0834 | 0 | 3.5981 | N/A | N/A | N/A | N/A | -10.2114 | -5.4088 | N/A | 10911.3 | 4.3748 | 1.0234 | 32.44% | 6818.73 | 451.452 | 3591.6106 | 3.155 | 99356.1 | 9057.57
DFHP_RCV_300CFM_35F | DFHP, Existing Furnace 35F |  | Dual Fuel Heat Pump (existing furnace) | PGE | PGE | CZ11 | 1978-1991 | Std | Mixed-fuel | Mixed-fuel | -1640.67 | 204.166 | 1933.2565 | 1161.1526 | 8118.4474 | 21.1213 | -135.0873 | N/A | 4048.8608 | 12849.6133 | 3.4869 | 11.0663 | 487.5551 | 9100.9604 | 0.41989 | 7.8379 | N/A | N/A | N/A | N/A | 91.5309 | -14.3112 | N/A | 9279.6 | 7.9917 | 0.91166 | 28.56% | 6818.73 | 457.727 | 3607.5094 | 3.1917 | 97996.35 | 8459.4
RaisedFloorInsulation_R19 | Raised Floor Insulation: R-19 |  | Raised Floor Insulation: R-19 | PGE | PGE | CZ11 | 1978-1991 | Std | Mixed-fuel | Mixed-fuel | -65.2 | 90.41 | 3632.776 | 3632.776 | 7839.074 | 202.9143 | N/A | N/A | 6299.7885 | 10660.2773 | 1.7342 | 2.9345 | N/A | N/A | N/A | N/A | N/A | N/A | N/A | N/A | 17.903 | N/A | N/A | 11471.85 | 3.1579 | 0.54147 | 13.73% | 9896.05 | 561.298 | 5353.6014 | 3.9447 | 134265.6 | 9961.25
RaisedFloorInsulation_R30 | Raised Floor Insulation: R-30vs0 |  | Raised Floor Insulation: R-30vsR0 | PGE | PGE | CZ11 | 1978-1991 | Std | Mixed-fuel | Mixed-fuel | -86.19 | 103.12 | 4112.6252 | 4112.6252 | 8924.3248 | 225.9343 | N/A | N/A | 7060.0503 | 12027.3242 | 1.7167 | 2.9245 | N/A | N/A | N/A | N/A | N/A | N/A | N/A | N/A | 18.2027 | N/A | N/A | 13036.95 | 3.17 | 0.61724 | 15.65% | 9896.05 | 561.298 | 5353.6014 | 3.9447 | 134265.6 | 9982.24
AtticInsulation_R38 | Attic Insulation: R-38 |  | Attic Insulation: R-38 | PGE | PGE | CZ11 | 1978-1991 | Std | Mixed-fuel | Mixed-fuel | 427.97 | 19.723 | 2555.3859 | 2555.3859 | 2456.2641 | 252.6892 | N/A | N/A | 6127.882 | 7333.675 | 2.398 | 2.8699 | N/A | N/A | N/A | N/A | N/A | N/A | N/A | N/A | 10.1128 | N/A | N/A | 5011.65 | 1.9612 | 0.13274 | 3.863% | 9025.73 | 482.642 | 4746.0542 | 3.4361 | 118581.3 | 8597.76
AtticInsulation_R49 | Attic Insulation: R-49 |  | Attic Insulation: R-49 | PGE | PGE | CZ11 | 1978-1991 | Std | Mixed-fuel | Mixed-fuel | 531.77 | 24.169 | 3611.6191 | 3611.6191 | 2565.5309 | 313.917 | N/A | N/A | 7606.4559 | 9089.0659 | 2.1061 | 2.5166 | N/A | N/A | N/A | N/A | N/A | N/A | N/A | N/A | 11.505 | N/A | N/A | 6177.15 | 1.7104 | 0.16346 | 4.757% | 9025.73 | 482.642 | 4746.0542 | 3.4361 | 118581.3 | 8493.96
Windows_0.28UFactor0.23SHGC | New Windows: 0.28 U-factor, 0.23 SHGC |  | Window Upgrade: 0.28 vs 0.30 U-factor | PGE | PGE | CZ11 | 1978-1991 | Std | Mixed-fuel | Mixed-fuel | 1492.52 | 30.571 | 11462.7824 | 11462.7824 | 475.2676 | 791.7472 | N/A | N/A | 18621.9823 | 20977.2061 | 1.6246 | 1.83 | N/A | N/A | N/A | N/A | N/A | N/A | N/A | N/A | 14.4778 | N/A | N/A | 11938.05 | 1.0415 | 0.23174 | 6.744% | 9025.73 | 482.642 | 4746.0542 | 3.4361 | 118581.3 | 7533.21
Roof_RB | Roofing: Radiant Barrier |  | Radiant Barrier (at roof replacement) | PGE | PGE | CZ11 | 1978-1991 | Std | Mixed-fuel | Mixed-fuel | 412.08 | 10.462 | 892.9455 | 892.9455 | 2586.9045 | 222.189 | N/A | N/A | 5259.9497 | 6004.637 | 5.8906 | 6.7245 | N/A | N/A | N/A | N/A | N/A | N/A | N/A | N/A | 4.0189 | N/A | N/A | 3479.85 | 3.897 | 0.07431 | 2.163% | 9025.73 | 482.642 | 4746.0542 | 3.4361 | 118581.3 | 8613.65
Roof_0.20Ref | Roofing: Steep Sloped, 0.20 Ref. |  | 0.20 Solar Reflectance Cool Roof (at roof replacement) | PGE | PGE | CZ11 | 1978-1991 | Std | Mixed-fuel | Mixed-fuel | 330.69 | -5.802 | 892.9455 | 1203.407 | -54.557 | 142.8234 | N/A | N/A | 3149.3009 | 3057.7641 | 2.617 | 2.5409 | N/A | N/A | N/A | N/A | N/A | N/A | N/A | N/A | 6.2521 | N/A | N/A | 1148.85 | 0.95466 | -0.02246 | -0.6536% | 9025.73 | 482.642 | 4746.0542 | 3.4361 | 118581.3 | 8695.04
Roof_0.25Ref | Roofing: Steep Sloped, 0.25 Ref. vs. 0.20 Ref |  | Roofing Upgrade: 0.25 vs. 0.20 Solar Reflectance (at roof replacement) | PGE | PGE | CZ11 | 1978-1991 | Std | Mixed-fuel | Mixed-fuel | 484.69 | -8.779 | 1785.8911 | 2406.8139 | -758.4639 | 208.4487 | N/A | N/A | 4590.6314 | 4442.9449 | 1.9073 | 1.846 | N/A | N/A | N/A | N/A | N/A | N/A | N/A | N/A | 8.5675 | N/A | N/A | 1648.35 | 0.68487 | -0.0341 | -0.9924% | 9025.73 | 482.642 | 4746.0542 | 3.4361 | 118581.3 | 8541.04
Ducts_R6 | New Ducts: R-6 |  | New Ducts: R-6 | PGE | PGE | CZ11 | 1978-1991 | Std | Mixed-fuel | Mixed-fuel | 1695.08 | 46.134 | 4808.3746 | 4808.3746 | 11342.1254 | 933.6435 | N/A | N/A | 22142.9347 | 25371.7475 | 4.6051 | 5.2766 | N/A | N/A | N/A | N/A | N/A | N/A | N/A | N/A | 5.1501 | N/A | N/A | 16150.5 | 3.3588 | 0.35327 | 10.28% | 9025.73 | 482.642 | 4746.0542 | 3.4361 | 118581.3 | 7330.65
Ducts_R8 | New Ducts: R-8 |  | New Ducts: R-8 | PGE | PGE | CZ11 | 1978-1991 | Std | Mixed-fuel | Mixed-fuel | 1747.04 | 49.095 | 6311.1144 | 6311.1144 | 10522.0356 | 966.1321 | N/A | N/A | 22938.6545 | 26341.8096 | 3.6346 | 4.1739 | N/A | N/A | N/A | N/A | N/A | N/A | N/A | N/A | 6.5324 | N/A | N/A | 16833.15 | 2.6672 | 0.37293 | 10.85% | 9025.73 | 482.642 | 4746.0542 | 3.4361 | 118581.3 | 7278.69
DuctSealing_10% | Duct Sealing: 10% |  | Duct Sealing: 10% | PGE | PGE | CZ11 | 1978-1991 | Std | Mixed-fuel | Mixed-fuel | 1252.47 | 22.801 | 2589.5542 | 2589.5542 | 8099.7458 | 661.1222 | N/A | N/A | 15496.2657 | 17331.5538 | 5.9841 | 6.6929 | N/A | N/A | N/A | N/A | N/A | N/A | N/A | N/A | 3.9169 | N/A | N/A | 10689.3 | 4.1279 | 0.19837 | 5.773% | 9025.73 | 482.642 | 4746.0542 | 3.4361 | 118581.3 | 7773.26
HPWH | HPWH |  | 240V Fed. Min. HPWH | PGE | PGE | CZ11 | 1978-1991 | Std | Mixed-fuel | Mixed-fuel | -1263.47 | 155.779 | 4332.0102 | 6553.7323 | 3486.2177 | -175.8764 | -80.7441 | N/A | -1376.5227 | 4890.0074 | 0 | 0.74614 | 792.3414 | 7172.9674 | 0.1209 | 1.0945 | N/A | N/A | N/A | N/A | -24.631 | -53.6511 | N/A | 10039.95 | 1.5319 | 0.77639 | 22.94% | 9025.73 | 473.724 | 4724.3204 | 3.384 | 117499.05 | 10289.2
HPWH_HighEfficiency | High Efficiency HPWH |  | 240V Market Std. NEEA HPWH | PGE | PGE | CZ11 | 1978-1991 | Std | Mixed-fuel | Mixed-fuel | -987.27 | 155.966 | 5192.8306 | 7967.0806 | 4004.2694 | -57.9137 | 9.9012 | N/A | 1316.1227 | 7732.2103 | 0.1652 | 0.97052 | 2862.1932 | 9359.6138 | 0.35925 | 1.1748 | N/A | N/A | N/A | N/A | -89.6649 | 524.4671 | N/A | 11971.35 | 1.5026 | 0.80885 | 23.9% | 9025.73 | 473.724 | 4724.3204 | 3.384 | 117499.05 | 10013
HPWH_HighEfficiency_DR | High Efficiency HPWH with Demand Response |  | 240V Market Std. NEEA HPWH + DR | PGE | PGE | CZ11 | 1978-1991 | Std | Mixed-fuel | Mixed-fuel | -809.83 | 155.994 | 5192.8306 | 7967.0806 | 5419.5194 | 19.3719 | 71.1722 | N/A | 3078.5841 | 9588.5254 | 0.38641 | 1.2035 | 4259.5472 | 10831.6146 | 0.53464 | 1.3595 | N/A | N/A | N/A | N/A | 268.0594 | 72.9615 | N/A | 13386.6 | 1.6802 | 0.83784 | 24.76% | 9025.73 | 473.724 | 4724.3204 | 3.384 | 117499.05 | 9835.56
HPWH_120V | 120V HPWH |  | 120V Market Std. NEEA HPWH | PGE | PGE | CZ11 | 1978-1991 | Std | Mixed-fuel | Mixed-fuel | -820.98 | 156.391 | 2892.8863 | 4272.7328 | 9247.0672 | 13.8393 | 65.7814 | N/A | 2959.3407 | 9479.6027 | 0.69261 | 2.2186 | 4143.5379 | 10726.0961 | 0.96976 | 2.5104 | N/A | N/A | N/A | N/A | 209.0349 | 43.9773 | N/A | 13519.8 | 3.1642 | 0.84603 | 25% | 9025.73 | 473.724 | 4724.3204 | 3.384 | 117499.05 | 9846.71
HPWH_TankOutside | HPWH in Exterior Closet |  | 240V Fed. Min. HPWH, Exterior Closet | PGE | PGE | CZ11 | 1978-1991 | Std | Mixed-fuel | Mixed-fuel | -1279.27 | 154.63 | 4751.0613 | 6972.7834 | 2750.8166 | -185.3383 | -88.8824 | N/A | -1612.3664 | 4593.3004 | 0 | 0.65875 | 586.6728 | 6908.023 | 0.084138 | 0.99071 | N/A | N/A | N/A | N/A | -25.6345 | -53.4533 | N/A | 9723.6 | 1.3945 | 0.7663 | 22.65% | 9025.73 | 473.724 | 4724.3204 | 3.384 | 117499.05 | 10305
HPWH_TankInside_NotDucted | HPWH in interior closet, not ducted |  | 240V Fed. Min. HPWH, Interior Closet, Not Ducted | PGE | PGE | CZ11 | 1978-1991 | Std | Mixed-fuel | Mixed-fuel | -682.58 | 124.439 | 4412.5691 | 6634.2911 | 3588.8089 | 2.4125 | 45.5482 | N/A | 2127.4017 | 7228.2788 | 0.32067 | 1.0895 | 3110.8248 | 8263.4362 | 0.4689 | 1.2456 | N/A | N/A | N/A | N/A | 1829.0179 | 96.877 | N/A | 10223.1 | 1.5409 | 0.65415 | 19.33% | 9025.73 | 473.724 | 4724.3204 | 3.384 | 117499.05 | 9708.31
HPWH_TankInside_Ducted | HPWH in interior closet, ducted outside |  | 240V Fed. Min. HPWH, Interior Closet, Ducted | PGE | PGE | CZ11 | 1978-1991 | Std | Mixed-fuel | Mixed-fuel | -1312.77 | 164.175 | 5491.8272 | 7713.5493 | 3125.6007 | -181.6266 | -84.994 | N/A | -1361.7015 | 5256.8733 | 0 | 0.68151 | 841.3655 | 7575.8355 | 0.10908 | 0.98215 | N/A | N/A | N/A | N/A | -30.2369 | -64.6143 | N/A | 10839.15 | 1.4052 | 0.82892 | 24.5% | 9025.73 | 473.724 | 4724.3204 | 3.384 | 117499.05 | 10338.5
HPSH_9.5HSPF2_17SEER2 | New HPSH 9.5 HSPF2, 17 SEER2 |  | High Efficiency HPSH | PGE | PGE | CZ11 | 1978-1991 | Std | Mixed-fuel | Mixed-fuel | -1589.23 | 244.755 | 4247.3528 | 7418.8676 | 8420.8324 | 148.9229 | 1.7339 | N/A | 7589.0886 | 18084.4117 | 1.0229 | 2.4376 | 4233.4152 | 14552.2087 | 0.57063 | 1.9615 | N/A | N/A | N/A | N/A | 28.5205 | 2449.5746 | N/A | 15839.7 | 2.1351 | 1.1075 | 35.1% | 6818.73 | 451.452 | 3591.6106 | 3.155 | 99356.1 | 8407.96
MSHP | Ducted MSHP 9.5 HSPF2, 16.5 SEER2 |  | High Eff MSHP | PGE | PGE | CZ11 | 1978-1991 | Std | Mixed-fuel | Mixed-fuel | -1643.58 | 244.755 | 1411.0322 | 3403.8828 | 12119.4672 | 123.3629 | -21.2899 | N/A | 7006.3614 | 17471.0294 | 2.0583 | 5.1327 | 3708.5083 | 13999.6883 | 1.0895 | 4.1129 | N/A | N/A | N/A | N/A | 11.4381 | -66.2769 | N/A | 15523.35 | 4.5605 | 1.1048 | 35.02% | 6818.73 | 451.452 | 3591.6106 | 3.155 | 99356.1 | 8462.31
PV_3kW | 3kW PV |  | 3kW PV | PGE | PGE | CZ11 | 1978-1991 | Std | Mixed-fuel | Mixed-fuel | 4582.46 | 0 | 9608.1502 | 11574.2633 | 2195.2867 | 1195.6126 | N/A | 969.8967 | 27258.047 | 28691.9918 | 2.3551 | 2.4789 | N/A | N/A | N/A | N/A | 22112.0879 | 23275.3229 | 1.9105 | 2.011 | 8.0362 | N/A | 9.9064 | 13769.55 | 1.1897 | 0.10753 | 3.129% | 9025.73 | 482.642 | 4746.0542 | 3.4361 | 118581.3 | 4443.27
AE | All Electric |  | All Electric | PGE | PGE | CZ11 | 1978-1991 | Std | All Electric | Mixed-fuel | -2337.07 | 482.642 | 6529.8817 | 9997.8658 | 29612.4842 | 505.3478 | 532.7484 | N/A | 19093.332 | 38326.6235 | 1.9097 | 3.8335 | 19718.0217 | 38984.1757 | 1.9722 | 3.8992 | N/A | N/A | N/A | N/A | 12.9216 | 12.257 | N/A | 39610.35 | 3.9619 | 2.2992 | 66.91% | 9025.73 | 482.642 | 4746.0542 | 3.4361 | 118581.3 | 11362.8
VCHP_base | Base VCHP |  | Base VCHP | PGE | PGE | CZ11 | 1978-1991 | Std | Mixed-fuel | Mixed-fuel | -1224.96 | 209.671 | 15591.6635 | 25382.2501 | -9931.0501 | 201.2 | 10.0369 | N/A | 8128.8724 | 17082.8903 | 0.32026 | 0.67303 | 3770.6616 | 12495.4101 | 0.14856 | 0.49229 | N/A | N/A | N/A | N/A | 77.4934 | 1553.429 | N/A | 15451.2 | 0.60874 | 0.93965 | 32.54% | 5985.35 | 416.368 | 3116.2715 | 2.8878 | 91192.05 | 7210.31
VCHP_Fujitsu48 | Fujitsu 48 VCHP |  | Fujitsu 48 VCHP | PGE | PGE | CZ11 | 1978-1991 | Std | Mixed-fuel | Mixed-fuel | 344.92 | 209.671 | 19694.4848 | 32118.5162 | -4279.7162 | 757.5195 | 531.9916 | N/A | 20812.0651 | 30433.2988 | 0.64798 | 0.94753 | 15670.39 | 25021.1391 | 0.48789 | 0.77903 | N/A | N/A | N/A | N/A | 25.9986 | 37.0203 | N/A | 27838.8 | 0.86675 | 1.1677 | 40.44% | 5985.35 | 416.368 | 3116.2715 | 2.8878 | 91192.05 | 5640.43
HPWH_PV | HPWH + 3kW PV |  | 240V Fed. Min. HPWH + 3kW PV | PGE | PGE | CZ11 | 1978-1991 | Std | Mixed-fuel | Mixed-fuel | 3319 | 155.779 | 13940.1604 | 18127.9956 | 7146.7044 | 1154.0515 | N/A | 1000.2654 | 28943.6993 | 36805.2639 | 1.5966 | 2.0303 | N/A | N/A | N/A | N/A | 25437.6239 | 33114.7468 | 1.4032 | 1.8267 | 12.0793 | N/A | 13.9365 | 25274.7 | 1.3942 | 0.88392 | 26.12% | 9025.73 | 473.724 | 4724.3204 | 3.384 | 117499.05 | 5706.73
HPSH_PV | HPSH + 3kW PV |  | HPSH + 3kW PV | PGE | PGE | CZ11 | 1978-1991 | Std | Mixed-fuel | Mixed-fuel | 2343.61 | 244.755 | 10856.0217 | 14068.3968 | 10146.2532 | 975.703 | N/A | 737.3643 | 26438.346 | 37925.2586 | 1.8793 | 2.6958 | N/A | N/A | N/A | N/A | 21004.6072 | 32205.671 | 1.493 | 2.2892 | 11.1264 | N/A | 14.7227 | 24214.65 | 1.7212 | 1.131 | 35.85% | 6818.73 | 451.452 | 3591.6106 | 3.155 | 99356.1 | 4475.12
HPSH_RCV_300CFM | New HPSH |  | Heat Pump Space Heater | PGE | PGE | CZ12 | 1978-1991 | Std | Mixed-fuel | Mixed-fuel | -2254.34 | 243.592 | 1172.0255 | 2178.8719 | 8538.1781 | -176.9346 | -303.0825 | N/A | 84.1321 | 10001.8638 | 0.038613 | 4.5904 | -2791.8379 | 6974.5997 | 0 | 3.201 | N/A | N/A | N/A | N/A | -6.6241 | -3.867 | N/A | 10717.05 | 4.9186 | 1.0268 | 32.85% | 5265.14 | 457.229 | 2886.3154 | 3.1262 | 90703.65 | 7519.48
DFHP_RCV_300CFM_35F | DFHP, Existing Furnace 35F |  | Dual Fuel Heat Pump (existing furnace) | PGE | PGE | CZ12 | 1978-1991 | Std | Mixed-fuel | Mixed-fuel | -1689.18 | 212.314 | 1960.2499 | 948.7304 | 8380.8196 | -17.9933 | -198.0151 | N/A | 3226.3012 | 12150.3511 | 3.4007 | 12.807 | -877.9056 | 7830.2371 | 0 | 8.2534 | N/A | N/A | N/A | N/A | -108.9431 | -9.8995 | N/A | 9329.55 | 9.8337 | 0.95022 | 30.04% | 5265.14 | 463.475 | 2901.9091 | 3.1627 | 89343.9 | 6954.32
RaisedFloorInsulation_R19 | Raised Floor Insulation: R-19 |  | Raised Floor Insulation: R-19 | PGE | PGE | CZ12 | 1978-1991 | Std | Mixed-fuel | Mixed-fuel | -391.56 | 78.429 | 3632.776 | 3632.776 | 4126.124 | 10.5855 | N/A | N/A | 1687.2938 | 5256.9719 | 0.46446 | 1.4471 | N/A | N/A | N/A | N/A | N/A | N/A | N/A | N/A | 343.1848 | N/A | N/A | 7758.9 | 2.1358 | 0.45447 | 12.4% | 6895.6 | 534.625 | 3881.994 | 3.6644 | 112837.05 | 7287.16
RaisedFloorInsulation_R30 | Raised Floor Insulation: R-30vs0 |  | Raised Floor Insulation: R-30vsR0 | PGE | PGE | CZ12 | 1978-1991 | Std | Mixed-fuel | Mixed-fuel | -460.04 | 90.173 | 4112.6252 | 4112.6252 | 4745.1748 | 6.7237 | N/A | N/A | 1807.938 | 5886.3413 | 0.43961 | 1.4313 | N/A | N/A | N/A | N/A | N/A | N/A | N/A | N/A | 611.6605 | N/A | N/A | 8857.8 | 2.1538 | 0.52225 | 14.25% | 6895.6 | 534.625 | 3881.994 | 3.6644 | 112837.05 | 7355.64
AtticInsulation_R38 | Attic Insulation: R-38 |  | Attic Insulation: R-38 | PGE | PGE | CZ12 | 1978-1991 | Std | Mixed-fuel | Mixed-fuel | 364.75 | 17.375 | 2555.3859 | 2555.3859 | 1806.9141 | 220.5667 | N/A | N/A | 5347.8731 | 6397.8828 | 2.0928 | 2.5037 | N/A | N/A | N/A | N/A | N/A | N/A | N/A | N/A | 11.5855 | N/A | N/A | 4362.3 | 1.7071 | 0.11657 | 3.464% | 6391.67 | 488.174 | 3526.2067 | 3.3648 | 103546.35 | 6026.92
AtticInsulation_R49 | Attic Insulation: R-49 |  | Attic Insulation: R-49 | PGE | PGE | CZ12 | 1978-1991 | Std | Mixed-fuel | Mixed-fuel | 448.24 | 21.288 | 3611.6191 | 3611.6191 | 1766.3309 | 271.1525 | N/A | N/A | 6572.0178 | 7857.0334 | 1.8197 | 2.1755 | N/A | N/A | N/A | N/A | N/A | N/A | N/A | N/A | 13.3195 | N/A | N/A | 5377.95 | 1.4891 | 0.14371 | 4.271% | 6391.67 | 488.174 | 3526.2067 | 3.3648 | 103546.35 | 5943.43
Windows_0.28UFactor0.23SHGC | New Windows: 0.28 U-factor, 0.23 SHGC |  | Window Upgrade: 0.28 vs 0.30 U-factor | PGE | PGE | CZ12 | 1978-1991 | Std | Mixed-fuel | Mixed-fuel | 1049.84 | 25.739 | 11462.7824 | 11462.7824 | -2438.4824 | 579.4724 | N/A | N/A | 13692.6539 | 15572.3791 | 1.1945 | 1.3585 | N/A | N/A | N/A | N/A | N/A | N/A | N/A | N/A | 19.7814 | N/A | N/A | 9024.3 | 0.78727 | 0.19344 | 5.749% | 6391.67 | 488.174 | 3526.2067 | 3.3648 | 103546.35 | 5341.83
Roof_RB | Roofing: Radiant Barrier |  | Radiant Barrier (at roof replacement) | PGE | PGE | CZ12 | 1978-1991 | Std | Mixed-fuel | Mixed-fuel | 331.53 | 10.291 | 892.9455 | 892.9455 | 2203.9545 | 186.6775 | N/A | N/A | 4447.0807 | 5141.1487 | 4.9802 | 5.7575 | N/A | N/A | N/A | N/A | N/A | N/A | N/A | N/A | 4.7834 | N/A | N/A | 3096.9 | 3.4682 | 0.07264 | 2.159% | 6391.67 | 488.174 | 3526.2067 | 3.3648 | 103546.35 | 6060.14
Roof_0.20Ref | Roofing: Steep Sloped, 0.20 Ref. |  | 0.20 Solar Reflectance Cool Roof (at roof replacement) | PGE | PGE | CZ12 | 1978-1991 | Std | Mixed-fuel | Mixed-fuel | 272.87 | -7.34 | 892.9455 | 1203.407 | -554.057 | 115.0974 | N/A | N/A | 2489.1751 | 2295.468 | 2.0684 | 1.9075 | N/A | N/A | N/A | N/A | N/A | N/A | N/A | N/A | 7.7582 | N/A | N/A | 649.35 | 0.53959 | -0.0335 | -0.9956% | 6391.67 | 488.174 | 3526.2067 | 3.3648 | 103546.35 | 6118.8
Roof_0.25Ref | Roofing: Steep Sloped, 0.25 Ref. vs. 0.20 Ref |  | Roofing Upgrade: 0.25 vs. 0.20 Solar Reflectance (at roof replacement) | PGE | PGE | CZ12 | 1978-1991 | Std | Mixed-fuel | Mixed-fuel | 399.62 | -11.14 | 1785.8911 | 2406.8139 | -1507.7139 | 167.4974 | N/A | N/A | 3614.0005 | 3311.4081 | 1.5016 | 1.3758 | N/A | N/A | N/A | N/A | N/A | N/A | N/A | N/A | 10.6622 | N/A | N/A | 899.1 | 0.37356 | -0.05092 | -1.513% | 6391.67 | 488.174 | 3526.2067 | 3.3648 | 103546.35 | 5992.05
Ducts_R6 | New Ducts: R-6 |  | New Ducts: R-6 | PGE | PGE | CZ12 | 1978-1991 | Std | Mixed-fuel | Mixed-fuel | 948.13 | 45.517 | 4808.3746 | 4808.3746 | 6946.5254 | 576.9338 | N/A | N/A | 13990.5134 | 16742.2845 | 2.9096 | 3.4819 | N/A | N/A | N/A | N/A | N/A | N/A | N/A | N/A | 8.3344 | N/A | N/A | 11754.9 | 2.4447 | 0.32208 | 9.572% | 6391.67 | 488.174 | 3526.2067 | 3.3648 | 103546.35 | 5443.54
Ducts_R8 | New Ducts: R-8 |  | New Ducts: R-8 | PGE | PGE | CZ12 | 1978-1991 | Std | Mixed-fuel | Mixed-fuel | 983.16 | 48.68 | 6311.1144 | 6311.1144 | 6026.5356 | 602.0747 | N/A | N/A | 14621.5815 | 17545.9229 | 2.3168 | 2.7802 | N/A | N/A | N/A | N/A | N/A | N/A | N/A | N/A | 10.4823 | N/A | N/A | 12337.65 | 1.9549 | 0.3422 | 10.17% | 6391.67 | 488.174 | 3526.2067 | 3.3648 | 103546.35 | 5408.51
DuctSealing_10% | Duct Sealing: 10% |  | Duct Sealing: 10% | PGE | PGE | CZ12 | 1978-1991 | Std | Mixed-fuel | Mixed-fuel | 689.88 | 22.596 | 2589.5542 | 2589.5542 | 4769.7458 | 393.8776 | N/A | N/A | 9397.7067 | 10898.1836 | 3.6291 | 4.2085 | N/A | N/A | N/A | N/A | N/A | N/A | N/A | N/A | 6.5745 | N/A | N/A | 7359.3 | 2.8419 | 0.17452 | 5.187% | 6391.67 | 488.174 | 3526.2067 | 3.3648 | 103546.35 | 5701.79
HPWH | HPWH |  | 240V Fed. Min. HPWH | PGE | PGE | CZ12 | 1978-1991 | Std | Mixed-fuel | Mixed-fuel | -1369.2 | 162.711 | 4332.0102 | 6553.7323 | 3602.7677 | -215.1536 | -235.3555 | N/A | -2218.0319 | 4134.0961 | 0 | 0.6308 | -2678.6031 | 3649.296 | 0 | 0.55683 | N/A | N/A | N/A | N/A | -20.1345 | -18.4062 | N/A | 10156.5 | 1.5497 | 0.81203 | 24.52% | 6391.67 | 479.162 | 3504.263 | 3.3121 | 102464.1 | 7760.87
HPWH_HighEfficiency | High Efficiency HPWH |  | 240V Market Std. NEEA HPWH | PGE | PGE | CZ12 | 1978-1991 | Std | Mixed-fuel | Mixed-fuel | -1062.18 | 162.887 | 5192.8306 | 7967.0806 | 4337.2694 | -84.4183 | -135.0175 | N/A | 765.6352 | 7282.2185 | 0.0961 | 0.91404 | -387.9439 | 6067.9538 | 0 | 0.76163 | N/A | N/A | N/A | N/A | -61.5131 | -38.4604 | N/A | 12304.35 | 1.5444 | 0.84713 | 25.58% | 6391.67 | 479.162 | 3504.263 | 3.3121 | 102464.1 | 7453.85
HPWH_HighEfficiency_DR | High Efficiency HPWH with Demand Response |  | 240V Market Std. NEEA HPWH + DR | PGE | PGE | CZ12 | 1978-1991 | Std | Mixed-fuel | Mixed-fuel | -922.06 | 162.915 | 5192.8306 | 7967.0806 | 5569.3694 | -23.5003 | -84.1054 | N/A | 2154.9649 | 8745.8291 | 0.27048 | 1.0977 | 773.265 | 7291.4431 | 0.097058 | 0.9152 | N/A | N/A | N/A | N/A | -220.9689 | -61.7419 | N/A | 13536.45 | 1.699 | 0.87129 | 26.31% | 6391.67 | 479.162 | 3504.263 | 3.3121 | 102464.1 | 7313.73
HPWH_120V | 120V HPWH |  | 120V Market Std. NEEA HPWH | PGE | PGE | CZ12 | 1978-1991 | Std | Mixed-fuel | Mixed-fuel | -878.45 | 163.351 | 2892.8863 | 4272.7328 | 9746.5672 | -5.1962 | -71.4212 | N/A | 2579.9169 | 9211.5501 | 0.60381 | 2.1559 | 1070.0942 | 7622.3013 | 0.25045 | 1.7839 | N/A | N/A | N/A | N/A | -556.7275 | -40.5046 | N/A | 14019.3 | 3.2811 | 0.8822 | 26.64% | 6391.67 | 479.162 | 3504.263 | 3.3121 | 102464.1 | 7270.12
HPWH_TankOutside | HPWH in Exterior Closet |  | 240V Fed. Min. HPWH, Exterior Closet | PGE | PGE | CZ12 | 1978-1991 | Std | Mixed-fuel | Mixed-fuel | -1387.37 | 161.476 | 4751.0613 | 6972.7834 | 2834.0666 | -225.8112 | -244.3554 | N/A | -2482.7693 | 3803.0491 | 0 | 0.54541 | -2905.5462 | 3358.0315 | 0 | 0.48159 | N/A | N/A | N/A | N/A | -21.04 | -19.4432 | N/A | 9806.85 | 1.4064 | 0.80124 | 24.19% | 6391.67 | 479.162 | 3504.263 | 3.3121 | 102464.1 | 7779.04
HPWH_TankInside_NotDucted | HPWH in interior closet, not ducted |  | 240V Fed. Min. HPWH, Interior Closet, Not Ducted | PGE | PGE | CZ12 | 1978-1991 | Std | Mixed-fuel | Mixed-fuel | -776.11 | 129.583 | 4412.5691 | 6634.2911 | 3522.2089 | -28.4827 | -94.972 | N/A | 1462.487 | 6623.3482 | 0.22044 | 0.99835 | -53.3628 | 5027.7552 | 0 | 0.75784 | N/A | N/A | N/A | N/A | -154.921 | -46.4618 | N/A | 10156.5 | 1.5309 | 0.67676 | 20.43% | 6391.67 | 479.162 | 3504.263 | 3.3121 | 102464.1 | 7167.78
HPWH_TankInside_Ducted | HPWH in interior closet, ducted outside |  | 240V Fed. Min. HPWH, Interior Closet, Ducted | PGE | PGE | CZ12 | 1978-1991 | Std | Mixed-fuel | Mixed-fuel | -1402.27 | 171.322 | 5491.8272 | 7713.5493 | 3308.7507 | -214.1207 | -235.8975 | N/A | -2045.1237 | 4675.661 | 0 | 0.60616 | -2541.6008 | 4153.0661 | 0 | 0.53841 | N/A | N/A | N/A | N/A | -25.6483 | -23.2806 | N/A | 11022.3 | 1.429 | 0.86587 | 26.14% | 6391.67 | 479.162 | 3504.263 | 3.3121 | 102464.1 | 7793.94
HPSH_9.5HSPF2_17SEER2 | New HPSH 9.5 HSPF2, 17 SEER2 |  | High Efficiency HPSH | PGE | PGE | CZ12 | 1978-1991 | Std | Mixed-fuel | Mixed-fuel | -1722.63 | 243.592 | 4148.5785 | 7065.961 | 7813.589 | 43.1902 | -117.2428 | N/A | 5102.6243 | 15284.3603 | 0.72214 | 2.1631 | 1445.0093 | 11434.3317 | 0.2045 | 1.6182 | N/A | N/A | N/A | N/A | 96.0537 | -35.3845 | N/A | 14879.55 | 2.1058 | 1.1033 | 35.29% | 5265.14 | 457.229 | 2886.3154 | 3.1262 | 90703.65 | 6987.77
MSHP | Ducted MSHP 9.5 HSPF2, 16.5 SEER2 |  | High Eff MSHP | PGE | PGE | CZ12 | 1978-1991 | Std | Mixed-fuel | Mixed-fuel | -1747.64 | 243.592 | 1421.1983 | 3229.8412 | 11499.8588 | 31.1473 | -129.0604 | N/A | 4828.0655 | 14995.3579 | 1.4948 | 4.6428 | 1175.5882 | 11150.7374 | 0.36398 | 3.4524 | N/A | N/A | N/A | N/A | 45.6283 | -11.0119 | N/A | 14729.7 | 4.5605 | 1.1019 | 35.25% | 5265.14 | 457.229 | 2886.3154 | 3.1262 | 90703.65 | 7012.78
PV_3kW | 3kW PV |  | 3kW PV | PGE | PGE | CZ12 | 1978-1991 | Std | Mixed-fuel | Mixed-fuel | 4713.44 | 0 | 9608.1502 | 11574.2633 | -801.7133 | 936.6793 | N/A | 665.8598 | 21354.7851 | 22478.1812 | 1.845 | 1.9421 | N/A | N/A | N/A | N/A | 15180.5343 | 15979.126 | 1.3116 | 1.3806 | 10.2577 | N/A | 14.4297 | 10772.55 | 0.93073 | 0.10738 | 3.191% | 6391.67 | 488.174 | 3526.2067 | 3.3648 | 103546.35 | 1678.23
AE | All Electric |  | All Electric | PGE | PGE | CZ12 | 1978-1991 | Std | All Electric | Mixed-fuel | -3543.07 | 488.174 | 6454.0357 | 9682.6042 | 23400.9458 | -97.9247 | -78.496 | N/A | 5356.5892 | 23907.9284 | 0.55322 | 2.4692 | 5799.5313 | 24374.172 | 0.59896 | 2.5173 | N/A | N/A | N/A | N/A | -65.9082 | -82.2212 | N/A | 33083.55 | 3.4168 | 2.2957 | 68.23% | 6391.67 | 488.174 | 3526.2067 | 3.3648 | 103546.35 | 9934.74
VCHP_base | Base VCHP |  | Base VCHP | PGE | PGE | CZ12 | 1978-1991 | Std | Mixed-fuel | Mixed-fuel | -1439.03 | 209.353 | 13336.3685 | 21679.367 | -7410.317 | 57.3549 | -127.4506 | N/A | 4799.1804 | 13457.0565 | 0.22137 | 0.62073 | 585.9126 | 9022.1443 | 0.027026 | 0.41616 | N/A | N/A | N/A | N/A | 232.5237 | -104.6395 | N/A | 14269.05 | 0.65819 | 0.94147 | 32.75% | 4708.57 | 422.99 | 2546.2848 | 2.8746 | 84249 | 6147.6
VCHP_Fujitsu48 | Fujitsu 48 VCHP |  | Fujitsu 48 VCHP | PGE | PGE | CZ12 | 1978-1991 | Std | Mixed-fuel | Mixed-fuel | -48.48 | 209.353 | 17266.2712 | 28131.7248 | -2790.4248 | 543.2744 | 334.8915 | N/A | 15877.3663 | 25118.0247 | 0.56439 | 0.89287 | 11126.5692 | 20117.3058 | 0.39552 | 0.71511 | N/A | N/A | N/A | N/A | 31.7819 | 51.5578 | N/A | 25341.3 | 0.90081 | 1.1546 | 40.17% | 4708.57 | 422.99 | 2546.2848 | 2.8746 | 84249 | 4757.05
HPWH_PV | HPWH + 3kW PV |  | 240V Fed. Min. HPWH + 3kW PV | PGE | PGE | CZ12 | 1978-1991 | Std | Mixed-fuel | Mixed-fuel | 3344.25 | 162.711 | 13940.1604 | 18127.9956 | 4699.1544 | 899.0566 | N/A | 691.4685 | 23184.1713 | 30872.6152 | 1.2789 | 1.703 | N/A | N/A | N/A | N/A | 18451.4958 | 25890.9711 | 1.0178 | 1.4282 | 15.5053 | N/A | 20.1602 | 22827.15 | 1.2592 | 0.91942 | 27.76% | 6391.67 | 479.162 | 3504.263 | 3.3121 | 102464.1 | 3047.42
HPSH_PV | HPSH + 3kW PV |  | HPSH + 3kW PV | PGE | PGE | CZ12 | 1978-1991 | Std | Mixed-fuel | Mixed-fuel | 2459.1 | 243.592 | 10780.1756 | 13753.1352 | 7636.5648 | 682.5585 | N/A | 507.9756 | 19679.1944 | 30627.7497 | 1.4309 | 2.227 | N/A | N/A | N/A | N/A | 15698.9854 | 26438.1566 | 1.1415 | 1.9223 | 15.7938 | N/A | 21.2218 | 21389.7 | 1.5553 | 1.1342 | 36.28% | 5265.14 | 457.229 | 2886.3154 | 3.1262 | 90703.65 | 2806.04
HPSH_RCV_300CFM | New HPSH |  | Heat Pump Space Heater | PGE | SMUD | CZ12 | 1978-1991 | Std | Mixed-fuel | Mixed-fuel | -2254.34 | 243.592 | 1172.0255 | 2178.8719 | 8538.1781 | 301.2549 | 301.2549 | N/A | 10986.0854 | 21477.3285 | 5.0421 | 9.8571 | 10986.0854 | 21477.3285 | 5.0421 | 9.8571 | N/A | N/A | N/A | N/A | 3.8905 | 3.8905 | N/A | 10717.05 | 4.9186 | 1.0268 | 32.85% | 5265.14 | 457.229 | 2050.5004 | 3.1262 | 90703.65 | 7519.48
DFHP_RCV_300CFM_35F | DFHP, Existing Furnace 35F |  | Dual Fuel Heat Pump (existing furnace) | PGE | SMUD | CZ12 | 1978-1991 | Std | Mixed-fuel | Mixed-fuel | -1689.18 | 212.314 | 1960.2499 | 948.7304 | 8380.8196 | 300.564 | 300.564 | N/A | 10488.898 | 19795.0061 | 11.0557 | 20.8647 | 10488.898 | 19795.0061 | 11.0557 | 20.8647 | N/A | N/A | N/A | N/A | 6.5219 | 6.5219 | N/A | 9329.55 | 9.8337 | 0.95022 | 30.04% | 5265.14 | 463.475 | 2066.0941 | 3.1627 | 89343.9 | 6954.32
RaisedFloorInsulation_R19 | Raised Floor Insulation: R-19 |  | Raised Floor Insulation: R-19 | PGE | SMUD | CZ12 | 1978-1991 | Std | Mixed-fuel | Mixed-fuel | -391.56 | 78.429 | 3632.776 | 3632.776 | 4126.124 | 126.2525 | N/A | N/A | 4324.3152 | 8032.7173 | 1.1904 | 2.2112 | N/A | N/A | N/A | N/A | N/A | N/A | N/A | N/A | 28.7739 | N/A | N/A | 7758.9 | 2.1358 | 0.45447 | 12.4% | 6895.6 | 534.625 | 2561.681 | 3.6644 | 112837.05 | 7287.16
RaisedFloorInsulation_R30 | Raised Floor Insulation: R-30vs0 |  | Raised Floor Insulation: R-30vsR0 | PGE | SMUD | CZ12 | 1978-1991 | Std | Mixed-fuel | Mixed-fuel | -460.04 | 90.173 | 4112.6252 | 4112.6252 | 4745.1748 | 142.6614 | N/A | N/A | 4907.0985 | 9148.5371 | 1.1932 | 2.2245 | N/A | N/A | N/A | N/A | N/A | N/A | N/A | N/A | 28.8279 | N/A | N/A | 8857.8 | 2.1538 | 0.52225 | 14.25% | 6895.6 | 534.625 | 2561.681 | 3.6644 | 112837.05 | 7355.64
AtticInsulation_R38 | Attic Insulation: R-38 |  | Attic Insulation: R-38 | PGE | SMUD | CZ12 | 1978-1991 | Std | Mixed-fuel | Mixed-fuel | 364.75 | 17.375 | 2555.3859 | 2555.3859 | 1806.9141 | 112.3873 | N/A | N/A | 2881.5564 | 3801.8223 | 1.1276 | 1.4878 | N/A | N/A | N/A | N/A | N/A | N/A | N/A | N/A | 22.7373 | N/A | N/A | 4362.3 | 1.7071 | 0.11657 | 3.464% | 6391.67 | 488.174 | 2354.7064 | 3.3648 | 103546.35 | 6026.92
AtticInsulation_R49 | Attic Insulation: R-49 |  | Attic Insulation: R-49 | PGE | SMUD | CZ12 | 1978-1991 | Std | Mixed-fuel | Mixed-fuel | 448.24 | 21.288 | 3611.6191 | 3611.6191 | 1766.3309 | 138.1791 | N/A | N/A | 3540.4388 | 4665.9743 | 0.98029 | 1.2919 | N/A | N/A | N/A | N/A | N/A | N/A | N/A | N/A | 26.1372 | N/A | N/A | 5377.95 | 1.4891 | 0.14371 | 4.271% | 6391.67 | 488.174 | 2354.7064 | 3.3648 | 103546.35 | 5943.43
Windows_0.28UFactor0.23SHGC | New Windows: 0.28 U-factor, 0.23 SHGC |  | Window Upgrade: 0.28 vs 0.30 U-factor | PGE | SMUD | CZ12 | 1978-1991 | Std | Mixed-fuel | Mixed-fuel | 1049.84 | 25.739 | 11462.7824 | 11462.7824 | -2438.4824 | 269.262 | N/A | N/A | 6620.3559 | 8128.0336 | 0.57755 | 0.70908 | N/A | N/A | N/A | N/A | N/A | N/A | N/A | N/A | 42.5711 | N/A | N/A | 9024.3 | 0.78727 | 0.19344 | 5.749% | 6391.67 | 488.174 | 2354.7064 | 3.3648 | 103546.35 | 5341.83
Roof_RB | Roofing: Radiant Barrier |  | Radiant Barrier (at roof replacement) | PGE | SMUD | CZ12 | 1978-1991 | Std | Mixed-fuel | Mixed-fuel | 331.53 | 10.291 | 892.9455 | 892.9455 | 2203.9545 | 87.9841 | N/A | N/A | 2197.0313 | 2772.7325 | 2.4604 | 3.1052 | N/A | N/A | N/A | N/A | N/A | N/A | N/A | N/A | 10.1489 | N/A | N/A | 3096.9 | 3.4682 | 0.07264 | 2.159% | 6391.67 | 488.174 | 2354.7064 | 3.3648 | 103546.35 | 6060.14
Roof_0.20Ref | Roofing: Steep Sloped, 0.20 Ref. |  | 0.20 Solar Reflectance Cool Roof (at roof replacement) | PGE | SMUD | CZ12 | 1978-1991 | Std | Mixed-fuel | Mixed-fuel | 272.87 | -7.34 | 892.9455 | 1203.407 | -554.057 | 33.994 | N/A | N/A | 640.1479 | 349.1704 | 0.53195 | 0.29015 | N/A | N/A | N/A | N/A | N/A | N/A | N/A | N/A | 26.2678 | N/A | N/A | 649.35 | 0.53959 | -0.0335 | -0.9956% | 6391.67 | 488.174 | 2354.7064 | 3.3648 | 103546.35 | 6118.8
Roof_0.25Ref | Roofing: Steep Sloped, 0.25 Ref. vs. 0.20 Ref |  | Roofing Upgrade: 0.25 vs. 0.20 Solar Reflectance (at roof replacement) | PGE | SMUD | CZ12 | 1978-1991 | Std | Mixed-fuel | Mixed-fuel | 399.62 | -11.14 | 1785.8911 | 2406.8139 | -1507.7139 | 48.6913 | N/A | N/A | 905.4129 | 460.3317 | 0.37619 | 0.19126 | N/A | N/A | N/A | N/A | N/A | N/A | N/A | N/A | 36.6778 | N/A | N/A | 899.1 | 0.37356 | -0.05092 | -1.513% | 6391.67 | 488.174 | 2354.7064 | 3.3648 | 103546.35 | 5992.05
Ducts_R6 | New Ducts: R-6 |  | New Ducts: R-6 | PGE | SMUD | CZ12 | 1978-1991 | Std | Mixed-fuel | Mixed-fuel | 948.13 | 45.517 | 4808.3746 | 4808.3746 | 6946.5254 | 294.527 | N/A | N/A | 7552.0915 | 9965.1611 | 1.5706 | 2.0725 | N/A | N/A | N/A | N/A | N/A | N/A | N/A | N/A | 16.3258 | N/A | N/A | 11754.9 | 2.4447 | 0.32208 | 9.572% | 6391.67 | 488.174 | 2354.7064 | 3.3648 | 103546.35 | 5443.54
Ducts_R8 | New Ducts: R-8 |  | New Ducts: R-8 | PGE | SMUD | CZ12 | 1978-1991 | Std | Mixed-fuel | Mixed-fuel | 983.16 | 48.68 | 6311.1144 | 6311.1144 | 6026.5356 | 309.1921 | N/A | N/A | 7944.3286 | 10517.4044 | 1.2588 | 1.6665 | N/A | N/A | N/A | N/A | N/A | N/A | N/A | N/A | 20.4116 | N/A | N/A | 12337.65 | 1.9549 | 0.3422 | 10.17% | 6391.67 | 488.174 | 2354.7064 | 3.3648 | 103546.35 | 5408.51
DuctSealing_10% | Duct Sealing: 10% |  | Duct Sealing: 10% | PGE | SMUD | CZ12 | 1978-1991 | Std | Mixed-fuel | Mixed-fuel | 689.88 | 22.596 | 2589.5542 | 2589.5542 | 4769.7458 | 188.5977 | N/A | N/A | 4717.654 | 5971.9306 | 1.8218 | 2.3062 | N/A | N/A | N/A | N/A | N/A | N/A | N/A | N/A | 13.7306 | N/A | N/A | 7359.3 | 2.8419 | 0.17452 | 5.187% | 6391.67 | 488.174 | 2354.7064 | 3.3648 | 103546.35 | 5701.79
HPWH | HPWH |  | 240V Fed. Min. HPWH | PGE | SMUD | CZ12 | 1978-1991 | Std | Mixed-fuel | Mixed-fuel | -1369.2 | 162.711 | 4332.0102 | 6553.7323 | 3602.7677 | 193.7807 | 193.7807 | N/A | 7105.0131 | 13947.592 | 1.0841 | 2.1282 | 7105.0131 | 13947.592 | 1.0841 | 2.1282 | N/A | N/A | N/A | N/A | 22.3552 | 22.3552 | N/A | 10156.5 | 1.5497 | 0.81203 | 24.52% | 6391.67 | 479.162 | 2332.7627 | 3.3121 | 102464.1 | 7760.87
HPWH_HighEfficiency | High Efficiency HPWH |  | 240V Market Std. NEEA HPWH | PGE | SMUD | CZ12 | 1978-1991 | Std | Mixed-fuel | Mixed-fuel | -1062.18 | 162.887 | 5192.8306 | 7967.0806 | 4337.2694 | 232.2249 | 232.2249 | N/A | 7984.5925 | 14880.9384 | 1.0022 | 1.8678 | 7984.5925 | 14880.9384 | 1.0022 | 1.8678 | N/A | N/A | N/A | N/A | 22.3612 | 22.3612 | N/A | 12304.35 | 1.5444 | 0.84713 | 25.58% | 6391.67 | 479.162 | 2332.7627 | 3.3121 | 102464.1 | 7453.85
HPWH_HighEfficiency_DR | High Efficiency HPWH with Demand Response |  | 240V Market Std. NEEA HPWH + DR | PGE | SMUD | CZ12 | 1978-1991 | Std | Mixed-fuel | Mixed-fuel | -922.06 | 162.915 | 5192.8306 | 7967.0806 | 5569.3694 | 250.5447 | 250.5447 | N/A | 8402.7507 | 15322.2878 | 1.0547 | 1.9232 | 8402.7507 | 15322.2878 | 1.0547 | 1.9232 | N/A | N/A | N/A | N/A | 20.7262 | 20.7262 | N/A | 13536.45 | 1.699 | 0.87129 | 26.31% | 6391.67 | 479.162 | 2332.7627 | 3.3121 | 102464.1 | 7313.73
HPWH_120V | 120V HPWH |  | 120V Market Std. NEEA HPWH | PGE | SMUD | CZ12 | 1978-1991 | Std | Mixed-fuel | Mixed-fuel | -878.45 | 163.351 | 2892.8863 | 4272.7328 | 9746.5672 | 256.7237 | 256.7237 | N/A | 8551.2701 | 15497.0342 | 2.0014 | 3.627 | 8551.2701 | 15497.0342 | 2.0014 | 3.627 | N/A | N/A | N/A | N/A | 11.2685 | 11.2685 | N/A | 14019.3 | 3.2811 | 0.8822 | 26.64% | 6391.67 | 479.162 | 2332.7627 | 3.3121 | 102464.1 | 7270.12
HPWH_TankOutside | HPWH in Exterior Closet |  | 240V Fed. Min. HPWH, Exterior Closet | PGE | SMUD | CZ12 | 1978-1991 | Std | Mixed-fuel | Mixed-fuel | -1387.37 | 161.476 | 4751.0613 | 6972.7834 | 2834.0666 | 188.5333 | 188.5333 | N/A | 6963.6214 | 13746.3794 | 0.99869 | 1.9714 | 6963.6214 | 13746.3794 | 0.99869 | 1.9714 | N/A | N/A | N/A | N/A | 25.2001 | 25.2001 | N/A | 9806.85 | 1.4064 | 0.80124 | 24.19% | 6391.67 | 479.162 | 2332.7627 | 3.3121 | 102464.1 | 7779.04
HPWH_TankInside_NotDucted | HPWH in interior closet, not ducted |  | 240V Fed. Min. HPWH, Interior Closet, Not Ducted | PGE | SMUD | CZ12 | 1978-1991 | Std | Mixed-fuel | Mixed-fuel | -776.11 | 129.583 | 4412.5691 | 6634.2911 | 3522.2089 | 203.5812 | 203.5812 | N/A | 6753.1714 | 12192.356 | 1.0179 | 1.8378 | 6753.1714 | 12192.356 | 1.0179 | 1.8378 | N/A | N/A | N/A | N/A | 21.6747 | 21.6747 | N/A | 10156.5 | 1.5309 | 0.67676 | 20.43% | 6391.67 | 479.162 | 2332.7627 | 3.3121 | 102464.1 | 7167.78
HPWH_TankInside_Ducted | HPWH in interior closet, ducted outside |  | 240V Fed. Min. HPWH, Interior Closet, Ducted | PGE | SMUD | CZ12 | 1978-1991 | Std | Mixed-fuel | Mixed-fuel | -1402.27 | 171.322 | 5491.8272 | 7713.5493 | 3308.7507 | 204.3439 | 204.3439 | N/A | 7495.1971 | 14717.8627 | 0.97169 | 1.9081 | 7495.1971 | 14717.8627 | 0.97169 | 1.9081 | N/A | N/A | N/A | N/A | 26.8754 | 26.8754 | N/A | 11022.3 | 1.429 | 0.86587 | 26.14% | 6391.67 | 479.162 | 2332.7627 | 3.3121 | 102464.1 | 7793.94
HPSH_9.5HSPF2_17SEER2 | New HPSH 9.5 HSPF2, 17 SEER2 |  | High Efficiency HPSH | PGE | SMUD | CZ12 | 1978-1991 | Std | Mixed-fuel | Mixed-fuel | -1722.63 | 243.592 | 4148.5785 | 7065.961 | 7813.589 | 374.9978 | 374.9978 | N/A | 12667.3059 | 23246.9918 | 1.7927 | 3.29 | 12667.3059 | 23246.9918 | 1.7927 | 3.29 | N/A | N/A | N/A | N/A | 11.0629 | 11.0629 | N/A | 14879.55 | 2.1058 | 1.1033 | 35.29% | 5265.14 | 457.229 | 2050.5004 | 3.1262 | 90703.65 | 6987.77
MSHP | Ducted MSHP 9.5 HSPF2, 16.5 SEER2 |  | High Eff MSHP | PGE | SMUD | CZ12 | 1978-1991 | Std | Mixed-fuel | Mixed-fuel | -1747.64 | 243.592 | 1421.1983 | 3229.8412 | 11499.8588 | 369.9714 | 369.9714 | N/A | 12552.7112 | 23126.3686 | 3.8865 | 7.1602 | 12552.7112 | 23126.3686 | 3.8865 | 7.1602 | N/A | N/A | N/A | N/A | 3.8414 | 3.8414 | N/A | 14729.7 | 4.5605 | 1.1019 | 35.25% | 5265.14 | 457.229 | 2050.5004 | 3.1262 | 90703.65 | 7012.78
PV_3kW | 3kW PV |  | 3kW PV | PGE | SMUD | CZ12 | 1978-1991 | Std | Mixed-fuel | Mixed-fuel | 4713.44 | 0 | 9608.1502 | 11574.2633 | -801.7133 | 639.6655 | N/A | 639.6655 | 14583.3469 | 15350.5228 | 1.26 | 1.3263 | N/A | N/A | N/A | N/A | 14583.3469 | 15350.5228 | 1.26 | 1.3263 | 15.0206 | N/A | 15.0206 | 10772.55 | 0.93073 | 0.10738 | 3.191% | 6391.67 | 488.174 | 2354.7064 | 3.3648 | 103546.35 | 1678.23
AE | All Electric |  | All Electric | PGE | SMUD | CZ12 | 1978-1991 | Std | All Electric | Mixed-fuel | -3543.07 | 488.174 | 6454.0357 | 9682.6042 | 23400.9458 | 683.1522 | 683.1522 | N/A | 23163.8882 | 42652.0034 | 2.3923 | 4.405 | 23163.8882 | 42652.0034 | 2.3923 | 4.405 | N/A | N/A | N/A | N/A | 9.4474 | 9.4474 | N/A | 33083.55 | 3.4168 | 2.2957 | 68.23% | 6391.67 | 488.174 | 2354.7064 | 3.3648 | 103546.35 | 9934.74
VCHP_base | Base VCHP |  | Base VCHP | PGE | SMUD | CZ12 | 1978-1991 | Std | Mixed-fuel | Mixed-fuel | -1439.03 | 209.353 | 13336.3685 | 21679.367 | -7410.317 | 331.7103 | 331.7103 | N/A | 11054.0447 | 20040.966 | 0.50989 | 0.92443 | 11054.0447 | 20040.966 | 0.50989 | 0.92443 | N/A | N/A | N/A | N/A | 40.2049 | 40.2049 | N/A | 14269.05 | 0.65819 | 0.94147 | 32.75% | 4708.57 | 422.99 | 1873.6717 | 2.8746 | 84249 | 6147.6
VCHP_Fujitsu48 | Fujitsu 48 VCHP |  | Fujitsu 48 VCHP | PGE | SMUD | CZ12 | 1978-1991 | Std | Mixed-fuel | Mixed-fuel | -48.48 | 209.353 | 17266.2712 | 28131.7248 | -2790.4248 | 513.435 | 513.435 | N/A | 15197.0747 | 24401.9455 | 0.54021 | 0.86742 | 15197.0747 | 24401.9455 | 0.54021 | 0.86742 | N/A | N/A | N/A | N/A | 33.6289 | 33.6289 | N/A | 25341.3 | 0.90081 | 1.1546 | 40.17% | 4708.57 | 422.99 | 1873.6717 | 2.8746 | 84249 | 4757.05
HPWH_PV | HPWH + 3kW PV |  | 240V Fed. Min. HPWH + 3kW PV | PGE | SMUD | CZ12 | 1978-1991 | Std | Mixed-fuel | Mixed-fuel | 3344.25 | 162.711 | 13940.1604 | 18127.9956 | 4699.1544 | 833.4462 | N/A | 833.4462 | 21688.3601 | 29298.1148 | 1.1964 | 1.6162 | N/A | N/A | N/A | N/A | 21688.3601 | 29298.1148 | 1.1964 | 1.6162 | 16.7259 | N/A | 16.7259 | 22827.15 | 1.2592 | 0.91942 | 27.76% | 6391.67 | 479.162 | 2332.7627 | 3.3121 | 102464.1 | 3047.42
HPSH_PV | HPSH + 3kW PV |  | HPSH + 3kW PV | PGE | SMUD | CZ12 | 1978-1991 | Std | Mixed-fuel | Mixed-fuel | 2459.1 | 243.592 | 10780.1756 | 13753.1352 | 7636.5648 | 940.9204 | N/A | 940.9204 | 25569.4312 | 36827.85 | 1.8592 | 2.6778 | N/A | N/A | N/A | N/A | 25569.4312 | 36827.85 | 1.8592 | 2.6778 | 11.4571 | N/A | 11.4571 | 21389.7 | 1.5553 | 1.1342 | 36.28% | 5265.14 | 457.229 | 2050.5004 | 3.1262 | 90703.65 | 2806.04
HPSH_RCV_300CFM | New HPSH |  | Heat Pump Space Heater | PGE | PGE | CZ13 | 1978-1991 | Std | Mixed-fuel | Mixed-fuel | -1570.22 | 170.927 | 1247.8715 | 2494.1335 | 4876.2665 | -57.0428 | -165.9854 | N/A | 1589.286 | 8629.5396 | 0.63721 | 3.4599 | -894.4299 | 6015.1646 | 0 | 2.4117 | N/A | N/A | N/A | N/A | -21.8761 | -7.518 | N/A | 7370.4 | 2.9551 | 0.71172 | 26.13% | 7425.85 | 374.59 | 3689.8599 | 2.7241 | 94499.85 | 8996.07
DFHP_RCV_300CFM_35F | DFHP, Existing Furnace 35F |  | Dual Fuel Heat Pump (existing furnace) | PGE | PGE | CZ13 | 1978-1991 | Std | Mixed-fuel | Mixed-fuel | -1174.5 | 148.783 | 1933.2565 | 1161.1526 | 5237.9974 | 46.5284 | -92.745 | N/A | 3610.6153 | 9938.8848 | 3.1095 | 8.5595 | 435.4069 | 6596.6403 | 0.37498 | 5.6811 | N/A | N/A | N/A | N/A | 41.55 | -20.8449 | N/A | 6399.15 | 5.511 | 0.65576 | 23.85% | 7425.85 | 378.973 | 3700.8359 | 2.7497 | 93545.25 | 8600.35
RaisedFloorInsulation_R19 | Raised Floor Insulation: R-19 |  | Raised Floor Insulation: R-19 | PGE | PGE | CZ13 | 1978-1991 | Std | Mixed-fuel | Mixed-fuel | -90.9 | 54.321 | 3632.776 | 3632.776 | 3393.524 | 102.6347 | N/A | N/A | 3321.6924 | 5859.9256 | 0.91437 | 1.6131 | N/A | N/A | N/A | N/A | N/A | N/A | N/A | N/A | 35.3952 | N/A | N/A | 7026.3 | 1.9341 | 0.32843 | 10.07% | 10951.4 | 438.553 | 5541.0485 | 3.263 | 126440.1 | 11042.3
RaisedFloorInsulation_R30 | Raised Floor Insulation: R-30vs0 |  | Raised Floor Insulation: R-30vsR0 | PGE | PGE | CZ13 | 1978-1991 | Std | Mixed-fuel | Mixed-fuel | -116.7 | 62.591 | 4112.6252 | 4112.6252 | 3896.0248 | 112.5657 | N/A | N/A | 3697.6605 | 6615.7038 | 0.8991 | 1.6086 | N/A | N/A | N/A | N/A | N/A | N/A | N/A | N/A | 36.5353 | N/A | N/A | 8008.65 | 1.9473 | 0.37796 | 11.58% | 10951.4 | 438.553 | 5541.0485 | 3.263 | 126440.1 | 11068.1
AtticInsulation_R38 | Attic Insulation: R-38 |  | Attic Insulation: R-38 | PGE | PGE | CZ13 | 1978-1991 | Std | Mixed-fuel | Mixed-fuel | 547.07 | 12.292 | 2555.3859 | 2555.3859 | 2156.5641 | 289.358 | N/A | N/A | 6821.8743 | 7722.3408 | 2.6696 | 3.022 | N/A | N/A | N/A | N/A | N/A | N/A | N/A | N/A | 8.8312 | N/A | N/A | 4711.95 | 1.8439 | 0.09114 | 3.072% | 10150.8 | 395.976 | 5059.0459 | 2.9664 | 115417.8 | 9603.73
AtticInsulation_R49 | Attic Insulation: R-49 |  | Attic Insulation: R-49 | PGE | PGE | CZ13 | 1978-1991 | Std | Mixed-fuel | Mixed-fuel | 670.21 | 15.047 | 3611.6191 | 3611.6191 | 2199.2309 | 355.3543 | N/A | N/A | 8376.8848 | 9480.4863 | 2.3194 | 2.625 | N/A | N/A | N/A | N/A | N/A | N/A | N/A | N/A | 10.1634 | N/A | N/A | 5810.85 | 1.6089 | 0.11235 | 3.787% | 10150.8 | 395.976 | 5059.0459 | 2.9664 | 115417.8 | 9480.59
Windows_0.28UFactor0.23SHGC | New Windows: 0.28 U-factor, 0.23 SHGC |  | Window Upgrade: 0.28 vs 0.30 U-factor | PGE | PGE | CZ13 | 1978-1991 | Std | Mixed-fuel | Mixed-fuel | 1634.46 | 22.496 | 11462.7824 | 11462.7824 | 275.4676 | 830.7709 | N/A | N/A | 19358.5503 | 21383.938 | 1.6888 | 1.8655 | N/A | N/A | N/A | N/A | N/A | N/A | N/A | N/A | 13.7978 | N/A | N/A | 11738.25 | 1.024 | 0.18207 | 6.138% | 10150.8 | 395.976 | 5059.0459 | 2.9664 | 115417.8 | 8516.34
Roof_RB | Roofing: Radiant Barrier |  | Radiant Barrier (at roof replacement) | PGE | PGE | CZ13 | 1978-1991 | Std | Mixed-fuel | Mixed-fuel | 531 | 7.368 | 892.9455 | 892.9455 | 2786.7045 | 270.1753 | N/A | N/A | 6294.6191 | 6950.8789 | 7.0493 | 7.7842 | N/A | N/A | N/A | N/A | N/A | N/A | N/A | N/A | 3.3051 | N/A | N/A | 3679.65 | 4.1208 | 0.05674 | 1.913% | 10150.8 | 395.976 | 5059.0459 | 2.9664 | 115417.8 | 9619.8
Roof_0.20Ref | Roofing: Steep Sloped, 0.20 Ref. |  | 0.20 Solar Reflectance Cool Roof (at roof replacement) | PGE | PGE | CZ13 | 1978-1991 | Std | Mixed-fuel | Mixed-fuel | 414.18 | -5.772 | 892.9455 | 1203.407 | 394.993 | 182.5834 | N/A | N/A | 4060.072 | 4026.8169 | 3.3738 | 3.3462 | N/A | N/A | N/A | N/A | N/A | N/A | N/A | N/A | 4.8906 | N/A | N/A | 1598.4 | 1.3282 | -0.02073 | -0.6988% | 10150.8 | 395.976 | 5059.0459 | 2.9664 | 115417.8 | 9736.62
Roof_0.25Ref | Roofing: Steep Sloped, 0.25 Ref. vs. 0.20 Ref |  | Roofing Upgrade: 0.25 vs. 0.20 Solar Reflectance (at roof replacement) | PGE | PGE | CZ13 | 1978-1991 | Std | Mixed-fuel | Mixed-fuel | 602.62 | -8.786 | 1785.8911 | 2406.8139 | -142.4139 | 264.5759 | N/A | N/A | 5875.8619 | 5809.3203 | 2.4413 | 2.4137 | N/A | N/A | N/A | N/A | N/A | N/A | N/A | N/A | 6.75 | N/A | N/A | 2264.4 | 0.94083 | -0.03193 | -1.076% | 10150.8 | 395.976 | 5059.0459 | 2.9664 | 115417.8 | 9548.18
Ducts_R6 | New Ducts: R-6 |  | New Ducts: R-6 | PGE | PGE | CZ13 | 1978-1991 | Std | Mixed-fuel | Mixed-fuel | 2061.51 | 31.62 | 4808.3746 | 4808.3746 | 11841.6254 | 1068.524 | N/A | N/A | 24941.2728 | 27651.1404 | 5.187 | 5.7506 | N/A | N/A | N/A | N/A | N/A | N/A | N/A | N/A | 4.5 | N/A | N/A | 16650 | 3.4627 | 0.27608 | 9.307% | 10150.8 | 395.976 | 5059.0459 | 2.9664 | 115417.8 | 8089.29
Ducts_R8 | New Ducts: R-8 |  | New Ducts: R-8 | PGE | PGE | CZ13 | 1978-1991 | Std | Mixed-fuel | Mixed-fuel | 2125.66 | 33.852 | 6311.1144 | 6311.1144 | 10988.2356 | 1104.8683 | N/A | N/A | 25810.8482 | 28665.1186 | 4.0897 | 4.542 | N/A | N/A | N/A | N/A | N/A | N/A | N/A | N/A | 5.7121 | N/A | N/A | 17299.35 | 2.7411 | 0.29169 | 9.833% | 10150.8 | 395.976 | 5059.0459 | 2.9664 | 115417.8 | 8025.14
DuctSealing_10% | Duct Sealing: 10% |  | Duct Sealing: 10% | PGE | PGE | CZ13 | 1978-1991 | Std | Mixed-fuel | Mixed-fuel | 1521.51 | 15.527 | 2589.5542 | 2589.5542 | 8915.5958 | 769.0988 | N/A | N/A | 17819.3701 | 19443.2402 | 6.8812 | 7.5083 | N/A | N/A | N/A | N/A | N/A | N/A | N/A | N/A | 3.367 | N/A | N/A | 11505.15 | 4.4429 | 0.1616 | 5.448% | 10150.8 | 395.976 | 5059.0459 | 2.9664 | 115417.8 | 8629.29
HPWH | HPWH |  | 240V Fed. Min. HPWH | PGE | PGE | CZ13 | 1978-1991 | Std | Mixed-fuel | Mixed-fuel | -1176.9 | 152.603 | 4332.0102 | 6553.7323 | 3719.3177 | -160.0855 | 3.0844 | N/A | -1161.8222 | 4766.2005 | 0 | 0.72725 | 2558.191 | 8681.9098 | 0.39034 | 1.3247 | N/A | N/A | N/A | N/A | -27.0606 | 1404.4847 | N/A | 10273.05 | 1.5675 | 0.77029 | 26.43% | 10150.8 | 387.097 | 5038.0845 | 2.9145 | 114352.2 | 11327.7
HPWH_HighEfficiency | High Efficiency HPWH |  | 240V Market Std. NEEA HPWH | PGE | PGE | CZ13 | 1978-1991 | Std | Mixed-fuel | Mixed-fuel | -923.7 | 152.741 | 5192.8306 | 7967.0806 | 4087.5194 | -52.2468 | 85.6644 | N/A | 1299.2198 | 7362.7073 | 0.16307 | 0.92414 | 4443.374 | 10672.2638 | 0.55772 | 1.3395 | N/A | N/A | N/A | N/A | -99.3904 | 60.6183 | N/A | 12054.6 | 1.5131 | 0.8012 | 27.49% | 10150.8 | 387.097 | 5038.0845 | 2.9145 | 114352.2 | 11074.5
HPWH_HighEfficiency_DR | High Efficiency HPWH with Demand Response |  | 240V Market Std. NEEA HPWH + DR | PGE | PGE | CZ13 | 1978-1991 | Std | Mixed-fuel | Mixed-fuel | -677.2 | 152.769 | 5192.8306 | 7967.0806 | 5869.0694 | 52.963 | 166.3775 | N/A | 3698.3328 | 9889.2295 | 0.4642 | 1.2413 | 6284.0012 | 12610.9203 | 0.78875 | 1.5829 | N/A | N/A | N/A | N/A | 98.0464 | 31.2111 | N/A | 13836.15 | 1.7367 | 0.83185 | 28.54% | 10150.8 | 387.097 | 5038.0845 | 2.9145 | 114352.2 | 10828
HPWH_120V | 120V HPWH |  | 120V Market Std. NEEA HPWH | PGE | PGE | CZ13 | 1978-1991 | Std | Mixed-fuel | Mixed-fuel | -771.6 | 153.134 | 2892.8863 | 4272.7328 | 9063.9172 | 13.9697 | 137.4293 | N/A | 2815.9317 | 8976.2564 | 0.65905 | 2.1008 | 5630.6113 | 11939.0058 | 1.3178 | 2.7942 | N/A | N/A | N/A | N/A | 207.0829 | 21.05 | N/A | 13336.65 | 3.1213 | 0.82918 | 28.45% | 10150.8 | 387.097 | 5038.0845 | 2.9145 | 114352.2 | 10922.4
HPWH_TankOutside | HPWH in Exterior Closet |  | 240V Fed. Min. HPWH, Exterior Closet | PGE | PGE | CZ13 | 1978-1991 | Std | Mixed-fuel | Mixed-fuel | -1197.3 | 151.635 | 4751.0613 | 6972.7834 | 3000.5666 | -171.0866 | -5.9228 | N/A | -1430.0808 | 4441.8141 | 0 | 0.63702 | 2335.3869 | 8405.3692 | 0.33493 | 1.2055 | N/A | N/A | N/A | N/A | -27.7699 | -802.1598 | N/A | 9973.35 | 1.4303 | 0.76106 | 26.11% | 10150.8 | 387.097 | 5038.0845 | 2.9145 | 114352.2 | 11348.1
HPWH_TankInside_NotDucted | HPWH in interior closet, not ducted |  | 240V Fed. Min. HPWH, Interior Closet, Not Ducted | PGE | PGE | CZ13 | 1978-1991 | Std | Mixed-fuel | Mixed-fuel | -606.1 | 127.624 | 4412.5691 | 6634.2911 | 4487.9089 | 29.3121 | 141.1908 | N/A | 2711.8239 | 7774.005 | 0.40876 | 1.1718 | 5262.4786 | 10458.8402 | 0.79322 | 1.5765 | N/A | N/A | N/A | N/A | 150.5373 | 31.2525 | N/A | 11122.2 | 1.6765 | 0.67778 | 23.26% | 10150.8 | 387.097 | 5038.0845 | 2.9145 | 114352.2 | 10756.9
HPWH_TankInside_Ducted | HPWH in interior closet, ducted outside |  | 240V Fed. Min. HPWH, Interior Closet, Ducted | PGE | PGE | CZ13 | 1978-1991 | Std | Mixed-fuel | Mixed-fuel | -1240 | 159.156 | 5491.8272 | 7713.5493 | 3025.7007 | -175.0654 | -8.7139 | N/A | -1385.6411 | 4813.946 | 0 | 0.62409 | 2406.9065 | 8806.0055 | 0.31204 | 1.1416 | N/A | N/A | N/A | N/A | -31.3701 | -630.2381 | N/A | 10739.25 | 1.3923 | 0.8107 | 27.82% | 10150.8 | 387.097 | 5038.0845 | 2.9145 | 114352.2 | 11390.8
HPSH_9.5HSPF2_17SEER2 | New HPSH 9.5 HSPF2, 17 SEER2 |  | High Efficiency HPSH | PGE | PGE | CZ13 | 1978-1991 | Std | Mixed-fuel | Mixed-fuel | -972.24 | 170.927 | 4247.3528 | 7418.8676 | 4347.1324 | 198.972 | 55.4103 | N/A | 7426.0117 | 14773.3138 | 1.001 | 1.9913 | 4153.0354 | 11328.1584 | 0.55979 | 1.5269 | N/A | N/A | N/A | N/A | 21.3465 | 76.6528 | N/A | 11766 | 1.586 | 0.77656 | 28.51% | 7425.85 | 374.59 | 3689.8599 | 2.7241 | 94499.85 | 8398.09
MSHP | Ducted MSHP 9.5 HSPF2, 16.5 SEER2 |  | High Eff MSHP | PGE | PGE | CZ13 | 1978-1991 | Std | Mixed-fuel | Mixed-fuel | -1024.85 | 170.927 | 1411.0322 | 3403.8828 | 8079.0672 | 174.6742 | 33.7327 | N/A | 6872.0613 | 14190.2221 | 2.0189 | 4.1688 | 3658.8204 | 10807.9445 | 1.0749 | 3.1752 | N/A | N/A | N/A | N/A | 8.0781 | 41.8299 | N/A | 11482.95 | 3.3735 | 0.77498 | 28.45% | 7425.85 | 374.59 | 3689.8599 | 2.7241 | 94499.85 | 8450.7
PV_3kW | 3kW PV |  | 3kW PV | PGE | PGE | CZ13 | 1978-1991 | Std | Mixed-fuel | Mixed-fuel | 4710.57 | 0 | 9608.1502 | 11574.2633 | 3577.2367 | 1299.4595 | N/A | 1124.8636 | 29625.5895 | 31184.082 | 2.5596 | 2.6943 | N/A | N/A | N/A | N/A | 25645.0833 | 26994.176 | 2.2157 | 2.3323 | 7.394 | N/A | 8.5416 | 15151.5 | 1.3091 | 0.11027 | 3.717% | 10150.8 | 395.976 | 5059.0459 | 2.9664 | 115417.8 | 5440.23
AE | All Electric |  | All Electric | PGE | PGE | CZ13 | 1978-1991 | Std | All Electric | Mixed-fuel | -1063.4 | 395.976 | 6529.8817 | 9997.8658 | 27980.7842 | 821.5409 | 833.4041 | N/A | 24759.2331 | 40576.5628 | 2.4765 | 4.0585 | 25029.6947 | 40861.2524 | 2.5035 | 4.087 | N/A | N/A | N/A | N/A | 7.9483 | 7.8352 | N/A | 37978.65 | 3.7987 | 1.9436 | 65.52% | 10150.8 | 395.976 | 5059.0459 | 2.9664 | 115417.8 | 11214.2
VCHP_base | Base VCHP |  | Base VCHP | PGE | PGE | CZ13 | 1978-1991 | Std | Mixed-fuel | Mixed-fuel | -594.4 | 146.811 | 15591.6635 | 25382.2501 | -13061.2501 | 288.1878 | 101.1983 | N/A | 9017.2212 | 15382.3389 | 0.35526 | 0.60603 | 4754.1609 | 10895.0148 | 0.1873 | 0.42924 | N/A | N/A | N/A | N/A | 54.1024 | 154.0704 | N/A | 12321 | 0.48542 | 0.6652 | 26.33% | 6511.27 | 350.474 | 3200.6072 | 2.5265 | 86746.5 | 7105.67
VCHP_Fujitsu48 | Fujitsu 48 VCHP |  | Fujitsu 48 VCHP | PGE | PGE | CZ13 | 1978-1991 | Std | Mixed-fuel | Mixed-fuel | 710.92 | 146.811 | 19694.4848 | 32118.5162 | -9407.9162 | 764.2561 | 543.3757 | N/A | 19870.8136 | 26806.8986 | 0.61867 | 0.83462 | 14835.0958 | 21506.2704 | 0.46189 | 0.66959 | N/A | N/A | N/A | N/A | 25.7695 | 36.2447 | N/A | 22710.6 | 0.70709 | 0.83948 | 33.23% | 6511.27 | 350.474 | 3200.6072 | 2.5265 | 86746.5 | 5800.35
HPWH_PV | HPWH + 3kW PV |  | 240V Fed. Min. HPWH + 3kW PV | PGE | PGE | CZ13 | 1978-1991 | Std | Mixed-fuel | Mixed-fuel | 3533.6 | 152.603 | 13940.1604 | 18127.9956 | 8678.5044 | 1270.2668 | N/A | 1158.3358 | 31447.9162 | 39091.4165 | 1.7348 | 2.1564 | N/A | N/A | N/A | N/A | 28896.069 | 36405.3261 | 1.594 | 2.0082 | 10.9742 | N/A | 12.0346 | 26806.5 | 1.4787 | 0.88057 | 30.21% | 10150.8 | 387.097 | 5038.0845 | 2.9145 | 114352.2 | 6617.2
HPSH_PV | HPSH + 3kW PV |  | HPSH + 3kW PV | PGE | PGE | CZ13 | 1978-1991 | Std | Mixed-fuel | Mixed-fuel | 3140.3 | 170.927 | 10856.0217 | 14068.3968 | 7870.7532 | 1135.8313 | N/A | 875.4338 | 28784.8996 | 37255.8136 | 2.0461 | 2.6482 | N/A | N/A | N/A | N/A | 22848.2556 | 31006.8648 | 1.6241 | 2.204 | 9.5578 | N/A | 12.4007 | 21939.15 | 1.5595 | 0.82199 | 30.17% | 7425.85 | 374.59 | 3689.8599 | 2.7241 | 94499.85 | 4285.55
HPSH_RCV_300CFM | New HPSH |  | Heat Pump Space Heater | SCG | SCE | CZ14 | 1978-1991 | Std | Mixed-fuel | Mixed-fuel | -2505.66 | 236.273 | 1172.0255 | 2178.8719 | 5346.9281 | -410.4123 | -314.1637 | N/A | -5661.4867 | 2106.7024 | 0 | 0.96688 | -3493.356 | 4416.4508 | 0 | 2.0269 | N/A | N/A | N/A | N/A | -2.8557 | -3.7306 | N/A | 7525.8 | 3.454 | 0.91219 | 29.62% | 6453.08 | 444.187 | 3017.1343 | 3.0801 | 95404.5 | 8958.74
DFHP_RCV_300CFM_35F | DFHP, Existing Furnace 35F |  | Dual Fuel Heat Pump (existing furnace) | SCG | SCE | CZ14 | 1978-1991 | Std | Mixed-fuel | Mixed-fuel | -1372.91 | 129.11 | 1960.2499 | 948.7304 | 3707.7196 | -169.2633 | -224.8753 | N/A | -1727.3405 | 2895.878 | 0 | 3.0524 | -2980.0782 | 1561.3141 | 0 | 1.6457 | N/A | N/A | N/A | N/A | -11.5811 | -8.7171 | N/A | 4656.45 | 4.9081 | 0.51357 | 16.48% | 6453.08 | 450.245 | 3030.638 | 3.1155 | 94078.05 | 7825.99
RaisedFloorInsulation_R19 | Raised Floor Insulation: R-19 |  | Raised Floor Insulation: R-19 | SCG | SCE | CZ14 | 1978-1991 | Std | Mixed-fuel | Mixed-fuel | 43.34 | 93.349 | 3632.776 | 3632.776 | 8838.074 | 229.5573 | N/A | N/A | 6726.583 | 10698.3036 | 1.8516 | 2.9449 | N/A | N/A | N/A | N/A | N/A | N/A | N/A | N/A | 15.8251 | N/A | N/A | 12470.85 | 3.4329 | 0.56297 | 14.69% | 9464.05 | 550.837 | 4578.9975 | 3.8313 | 128637.9 | 9420.71
RaisedFloorInsulation_R30 | Raised Floor Insulation: R-30vs0 |  | Raised Floor Insulation: R-30vsR0 | SCG | SCE | CZ14 | 1978-1991 | Std | Mixed-fuel | Mixed-fuel | 45.34 | 106.543 | 4112.6252 | 4112.6252 | 10106.4748 | 260.4157 | N/A | N/A | 7642.8708 | 12176.6764 | 1.8584 | 2.9608 | N/A | N/A | N/A | N/A | N/A | N/A | N/A | N/A | 15.7925 | N/A | N/A | 14219.1 | 3.4574 | 0.64228 | 16.76% | 9464.05 | 550.837 | 4578.9975 | 3.8313 | 128637.9 | 9418.71
AtticInsulation_R38 | Attic Insulation: R-38 |  | Attic Insulation: R-38 | SCG | SCE | CZ14 | 1978-1991 | Std | Mixed-fuel | Mixed-fuel | 379.5 | 19.358 | 2555.3859 | 2555.3859 | 2073.3141 | 207.9934 | N/A | N/A | 5012.324 | 6082.2786 | 1.9615 | 2.3802 | N/A | N/A | N/A | N/A | N/A | N/A | N/A | N/A | 12.2859 | N/A | N/A | 4628.7 | 1.8114 | 0.12786 | 3.824% | 8442.26 | 475.997 | 3974.8676 | 3.3434 | 112770.45 | 8062.76
AtticInsulation_R49 | Attic Insulation: R-49 |  | Attic Insulation: R-49 | SCG | SCE | CZ14 | 1978-1991 | Std | Mixed-fuel | Mixed-fuel | 487.46 | 23.906 | 3611.6191 | 3611.6191 | 2199.2309 | 267.1006 | N/A | N/A | 6420.5549 | 7756.8049 | 1.7777 | 2.1477 | N/A | N/A | N/A | N/A | N/A | N/A | N/A | N/A | 13.5216 | N/A | N/A | 5810.85 | 1.6089 | 0.15807 | 4.728% | 8442.26 | 475.997 | 3974.8676 | 3.3434 | 112770.45 | 7954.8
Windows_0.28UFactor0.23SHGC | New Windows: 0.28 U-factor, 0.23 SHGC |  | Window Upgrade: 0.28 vs 0.30 U-factor | SCG | SCE | CZ14 | 1978-1991 | Std | Mixed-fuel | Mixed-fuel | 1336.79 | 18.087 | 11462.7824 | 11462.7824 | -1905.6824 | 622.4607 | N/A | N/A | 14335.7254 | 15985.0574 | 1.2506 | 1.3945 | N/A | N/A | N/A | N/A | N/A | N/A | N/A | N/A | 18.4153 | N/A | N/A | 9557.1 | 0.83375 | 0.14659 | 4.384% | 8442.26 | 475.997 | 3974.8676 | 3.3434 | 112770.45 | 7105.47
Roof_RB | Roofing: Radiant Barrier |  | Radiant Barrier (at roof replacement) | SCG | SCE | CZ14 | 1978-1991 | Std | Mixed-fuel | Mixed-fuel | 400.09 | 9.781 | 892.9455 | 892.9455 | 2437.0545 | 191.826 | N/A | N/A | 4486.7094 | 5155.7589 | 5.0246 | 5.7739 | N/A | N/A | N/A | N/A | N/A | N/A | N/A | N/A | 4.655 | N/A | N/A | 3330 | 3.7292 | 0.06766 | 2.024% | 8442.26 | 475.997 | 3974.8676 | 3.3434 | 112770.45 | 8042.17
Roof_0.20Ref | Roofing: Steep Sloped, 0.20 Ref. |  | 0.20 Solar Reflectance Cool Roof (at roof replacement) | SCG | SCE | CZ14 | 1978-1991 | Std | Mixed-fuel | Mixed-fuel | 296.69 | -8.326 | 892.9455 | 1203.407 | -587.357 | 109.3799 | N/A | N/A | 2325.6377 | 2163.495 | 1.9325 | 1.7978 | N/A | N/A | N/A | N/A | N/A | N/A | N/A | N/A | 8.1637 | N/A | N/A | 616.05 | 0.51192 | -0.03948 | -1.181% | 8442.26 | 475.997 | 3974.8676 | 3.3434 | 112770.45 | 8145.57
Roof_0.25Ref | Roofing: Steep Sloped, 0.25 Ref. vs. 0.20 Ref |  | Roofing Upgrade: 0.25 vs. 0.20 Solar Reflectance (at roof replacement) | SCG | SCE | CZ14 | 1978-1991 | Std | Mixed-fuel | Mixed-fuel | 458.32 | -12.613 | 1785.8911 | 2406.8139 | -1457.7639 | 170.0653 | N/A | N/A | 3621.5032 | 3382.418 | 1.5047 | 1.4054 | N/A | N/A | N/A | N/A | N/A | N/A | N/A | N/A | 10.5012 | N/A | N/A | 949.05 | 0.39432 | -0.06034 | -1.805% | 8442.26 | 475.997 | 3974.8676 | 3.3434 | 112770.45 | 7983.94
Ducts_R6 | New Ducts: R-6 |  | New Ducts: R-6 | SCG | SCE | CZ14 | 1978-1991 | Std | Mixed-fuel | Mixed-fuel | 1571.49 | 46.408 | 4808.3746 | 4808.3746 | 10343.1254 | 792.1759 | N/A | N/A | 18632.0714 | 21636.7998 | 3.8749 | 4.4998 | N/A | N/A | N/A | N/A | N/A | N/A | N/A | N/A | 6.0698 | N/A | N/A | 15151.5 | 3.1511 | 0.34107 | 10.2% | 8442.26 | 475.997 | 3974.8676 | 3.3434 | 112770.45 | 6870.77
Ducts_R8 | New Ducts: R-8 |  | New Ducts: R-8 | SCG | SCE | CZ14 | 1978-1991 | Std | Mixed-fuel | Mixed-fuel | 1620.02 | 49.437 | 6311.1144 | 6311.1144 | 9506.3856 | 819.9155 | N/A | N/A | 19308.3195 | 22473.8915 | 3.0594 | 3.561 | N/A | N/A | N/A | N/A | N/A | N/A | N/A | N/A | 7.6973 | N/A | N/A | 15817.5 | 2.5063 | 0.36084 | 10.79% | 8442.26 | 475.997 | 3974.8676 | 3.3434 | 112770.45 | 6822.24
DuctSealing_10% | Duct Sealing: 10% |  | Duct Sealing: 10% | SCG | SCE | CZ14 | 1978-1991 | Std | Mixed-fuel | Mixed-fuel | 1156.66 | 23.713 | 2589.5542 | 2589.5542 | 7367.1458 | 561.6117 | N/A | N/A | 13053.374 | 14819.5914 | 5.0408 | 5.7228 | N/A | N/A | N/A | N/A | N/A | N/A | N/A | N/A | 4.6109 | N/A | N/A | 9956.7 | 3.8449 | 0.19317 | 5.778% | 8442.26 | 475.997 | 3974.8676 | 3.3434 | 112770.45 | 7285.6
HPWH | HPWH |  | 240V Fed. Min. HPWH | SCG | SCE | CZ14 | 1978-1991 | Std | Mixed-fuel | Mixed-fuel | -1371.66 | 156.832 | 4332.0102 | 6553.7323 | 2836.8677 | -256.6513 | -152.6891 | N/A | -3513.0532 | 1408.6957 | 0 | 0.21495 | -1171.1639 | 3903.5525 | 0 | 0.59562 | N/A | N/A | N/A | N/A | -16.879 | -28.3714 | N/A | 9390.6 | 1.4329 | 0.76613 | 23.28% | 8442.26 | 467.063 | 3956.7109 | 3.2912 | 111704.85 | 9813.92
HPWH_HighEfficiency | High Efficiency HPWH |  | 240V Market Std. NEEA HPWH | SCG | SCE | CZ14 | 1978-1991 | Std | Mixed-fuel | Mixed-fuel | -1069.16 | 156.997 | 5192.8306 | 7967.0806 | 3554.7194 | -129.1411 | -51.8339 | N/A | -638.0301 | 4477.5998 | 0 | 0.56201 | 1103.4203 | 6332.7981 | 0.1385 | 0.79487 | N/A | N/A | N/A | N/A | -40.2105 | -100.1822 | N/A | 11521.8 | 1.4462 | 0.80033 | 24.32% | 8442.26 | 467.063 | 3956.7109 | 3.2912 | 111704.85 | 9511.42
HPWH_HighEfficiency_DR | High Efficiency HPWH with Demand Response |  | 240V Market Std. NEEA HPWH + DR | SCG | SCE | CZ14 | 1978-1991 | Std | Mixed-fuel | Mixed-fuel | -872.41 | 157.055 | 5192.8306 | 7967.0806 | 5053.2194 | -36.1547 | 32.9578 | N/A | 1457.5632 | 6712.2248 | 0.18295 | 0.84249 | 3014.4153 | 8370.7673 | 0.37836 | 1.0507 | N/A | N/A | N/A | N/A | -143.6283 | 157.56 | N/A | 13020.3 | 1.6343 | 0.83053 | 25.24% | 8442.26 | 467.063 | 3956.7109 | 3.2912 | 111704.85 | 9314.67
HPWH_120V | 120V HPWH |  | 120V Market Std. NEEA HPWH | SCG | SCE | CZ14 | 1978-1991 | Std | Mixed-fuel | Mixed-fuel | -817.05 | 157.395 | 2892.8863 | 4272.7328 | 9480.1672 | -12.8772 | 45.922 | N/A | 1987.2865 | 7288.7383 | 0.46511 | 1.7059 | 3311.8183 | 8699.7858 | 0.77511 | 2.0361 | N/A | N/A | N/A | N/A | -224.6511 | 62.9957 | N/A | 13752.9 | 3.2188 | 0.85502 | 25.98% | 8442.26 | 467.063 | 3956.7109 | 3.2912 | 111704.85 | 9259.31
HPWH_TankOutside | HPWH in Exterior Closet |  | 240V Fed. Min. HPWH, Exterior Closet | SCG | SCE | CZ14 | 1978-1991 | Std | Mixed-fuel | Mixed-fuel | -1396.47 | 155.831 | 4751.0613 | 6972.7834 | 2084.8166 | -270.4769 | -165.353 | N/A | -3840.726 | 1022.7554 | 0 | 0.14668 | -1472.667 | 3545.4912 | 0 | 0.50848 | N/A | N/A | N/A | N/A | -17.5655 | -28.7328 | N/A | 9057.6 | 1.299 | 0.75585 | 22.97% | 8442.26 | 467.063 | 3956.7109 | 3.2912 | 111704.85 | 9838.73
HPWH_TankInside_NotDucted | HPWH in interior closet, not ducted |  | 240V Fed. Min. HPWH, Interior Closet, Not Ducted | SCG | SCE | CZ14 | 1978-1991 | Std | Mixed-fuel | Mixed-fuel | -727.03 | 126.697 | 4412.5691 | 6634.2911 | 3572.1589 | -51.7664 | -10.6974 | N/A | 614.3019 | 4697.5462 | 0.092595 | 0.70807 | 1539.4382 | 5683.1104 | 0.23204 | 0.85663 | N/A | N/A | N/A | N/A | -85.24 | -412.4918 | N/A | 10206.45 | 1.5384 | 0.66263 | 20.13% | 8442.26 | 467.063 | 3956.7109 | 3.2912 | 111704.85 | 9169.29
HPWH_TankInside_Ducted | HPWH in interior closet, ducted outside |  | 240V Fed. Min. HPWH, Interior Closet, Ducted | SCG | SCE | CZ14 | 1978-1991 | Std | Mixed-fuel | Mixed-fuel | -1414.86 | 164.901 | 5491.8272 | 7713.5493 | 2576.1507 | -259.8847 | -157.3994 | N/A | -3456.0797 | 1764.1744 | 0 | 0.22871 | -1147.4588 | 4223.5896 | 0 | 0.54755 | N/A | N/A | N/A | N/A | -21.1318 | -34.891 | N/A | 10289.7 | 1.334 | 0.81814 | 24.86% | 8442.26 | 467.063 | 3956.7109 | 3.2912 | 111704.85 | 9857.12
HPSH_9.5HSPF2_17SEER2 | New HPSH 9.5 HSPF2, 17 SEER2 |  | High Efficiency HPSH | SCG | SCE | CZ14 | 1978-1991 | Std | Mixed-fuel | Mixed-fuel | -1844.86 | 236.273 | 4148.5785 | 7065.961 | 5488.139 | -143.2242 | -111.3079 | N/A | 357.2884 | 8518.6114 | 0.050565 | 1.2056 | 1076.2474 | 9284.5314 | 0.15231 | 1.314 | N/A | N/A | N/A | N/A | -28.9656 | -37.2712 | N/A | 12554.1 | 1.7767 | 1.0045 | 32.61% | 6453.08 | 444.187 | 3017.1343 | 3.0801 | 95404.5 | 8297.94
MSHP | Ducted MSHP 9.5 HSPF2, 16.5 SEER2 |  | High Eff MSHP | SCG | SCE | CZ14 | 1978-1991 | Std | Mixed-fuel | Mixed-fuel | -1895.29 | 236.273 | 1421.1983 | 3229.8412 | 9024.5588 | -164.354 | -128.7172 | N/A | -118.6881 | 8011.5451 | 0 | 2.4805 | 684.0788 | 8866.7471 | 0.2118 | 2.7453 | N/A | N/A | N/A | N/A | -8.6472 | -11.0412 | N/A | 12254.4 | 3.7941 | 1.0011 | 32.5% | 6453.08 | 444.187 | 3017.1343 | 3.0801 | 95404.5 | 8348.37
PV_3kW | 3kW PV |  | 3kW PV | SCG | SCE | CZ14 | 1978-1991 | Std | Mixed-fuel | Mixed-fuel | 5448.31 | 0 | 9608.1502 | 11574.2633 | 4443.0367 | 1192.9589 | N/A | 992.061 | 26873.0202 | 28628.3103 | 2.3218 | 2.4734 | N/A | N/A | N/A | N/A | 22347.5221 | 23807.216 | 1.9308 | 2.0569 | 8.054 | N/A | 9.685 | 16017.3 | 1.3839 | 0.16118 | 4.821% | 8442.26 | 475.997 | 3974.8676 | 3.3434 | 112770.45 | 2993.95
AE | All Electric |  | All Electric | SCG | SCE | CZ14 | 1978-1991 | Std | All Electric | Mixed-fuel | -2932.94 | 475.997 | 6454.0357 | 9682.6042 | 24066.9458 | -43.5813 | 192.8918 | N/A | 5877.2425 | 21837.1106 | 0.60699 | 2.2553 | 11204.1208 | 27511.9295 | 1.1571 | 2.8414 | N/A | N/A | N/A | N/A | -148.0918 | 33.4594 | N/A | 33749.55 | 3.4856 | 2.1608 | 64.63% | 8442.26 | 475.997 | 3974.8676 | 3.3434 | 112770.45 | 11375.2
VCHP_base | Base VCHP |  | Base VCHP | SCG | SCE | CZ14 | 1978-1991 | Std | Mixed-fuel | Mixed-fuel | -1372.98 | 202.291 | 13336.3685 | 21679.367 | -8459.267 | -22.0085 | -88.3003 | N/A | 2511.2378 | 9503.8592 | 0.11584 | 0.43838 | 1017.9263 | 7913.0077 | 0.046954 | 0.365 | N/A | N/A | N/A | N/A | -605.9641 | -151.0343 | N/A | 13220.1 | 0.6098 | 0.86343 | 30.58% | 5677.24 | 410.205 | 2626.4218 | 2.8238 | 87762.15 | 7050.22
VCHP_Fujitsu48 | Fujitsu 48 VCHP |  | Fujitsu 48 VCHP | SCG | SCE | CZ14 | 1978-1991 | Std | Mixed-fuel | Mixed-fuel | 280.12 | 202.291 | 17266.2712 | 28131.7248 | -2124.4248 | 577.2965 | 392.6389 | N/A | 16011.3982 | 23885.8222 | 0.56916 | 0.84907 | 11851.7334 | 19454.4567 | 0.42129 | 0.69155 | N/A | N/A | N/A | N/A | 29.9088 | 43.9749 | N/A | 26007.3 | 0.92448 | 1.1046 | 39.12% | 5677.24 | 410.205 | 2626.4218 | 2.8238 | 87762.15 | 5397.12
HPWH_PV | HPWH + 3kW PV |  | 240V Fed. Min. HPWH + 3kW PV | SCG | SCE | CZ14 | 1978-1991 | Std | Mixed-fuel | Mixed-fuel | 4076.65 | 156.832 | 13940.1604 | 18127.9956 | 9211.3044 | 1099.1972 | N/A | 929.7278 | 27029.2776 | 33945.9885 | 1.491 | 1.8726 | N/A | N/A | N/A | N/A | 23211.7484 | 29879.1061 | 1.2804 | 1.6482 | 12.6821 | N/A | 14.9938 | 27339.3 | 1.5081 | 0.92731 | 28.18% | 8442.26 | 467.063 | 3956.7109 | 3.2912 | 111704.85 | 4365.61
HPSH_PV | HPSH + 3kW PV |  | HPSH + 3kW PV | SCG | SCE | CZ14 | 1978-1991 | Std | Mixed-fuel | Mixed-fuel | 2942.66 | 236.273 | 10780.1756 | 13753.1352 | 9473.6148 | 742.2736 | N/A | 684.2791 | 20304.3289 | 29768.5514 | 1.4763 | 2.1645 | N/A | N/A | N/A | N/A | 18997.9241 | 28376.8149 | 1.3814 | 2.0633 | 14.5232 | N/A | 15.7541 | 23226.75 | 1.6888 | 1.0734 | 34.85% | 6453.08 | 444.187 | 3017.1343 | 3.0801 | 95404.5 | 3510.42
HPSH_RCV_300CFM | New HPSH |  | Heat Pump Space Heater | SDGE | SDGE | CZ14 | 1978-1991 | Std | Mixed-fuel | Mixed-fuel | -2505.66 | 236.273 | 1172.0255 | 2178.8719 | 5346.9281 | -461.8691 | -130.6261 | N/A | -7405.3037 | 5070.4608 | 0 | 2.3271 | 612.239 | 13019.5441 | 0.28099 | 5.9754 | N/A | N/A | N/A | N/A | -2.5376 | -8.9724 | N/A | 7525.8 | 3.454 | 0.91219 | 29.62% | 6453.08 | 444.187 | 4196.4313 | 3.0801 | 95404.5 | 8958.74
DFHP_RCV_300CFM_35F | DFHP, Existing Furnace 35F |  | Dual Fuel Heat Pump (existing furnace) | SDGE | SDGE | CZ14 | 1978-1991 | Std | Mixed-fuel | Mixed-fuel | -1372.91 | 129.11 | 1960.2499 | 948.7304 | 3707.7196 | -209.4259 | -35.7642 | N/A | -3012.3279 | 3777.8623 | 0 | 3.982 | 1191.0492 | 7945.348 | 1.2554 | 8.3747 | N/A | N/A | N/A | N/A | -9.3601 | -54.8104 | N/A | 4656.45 | 4.9081 | 0.51357 | 16.48% | 6453.08 | 450.245 | 4212.817 | 3.1155 | 94078.05 | 7825.99
RaisedFloorInsulation_R19 | Raised Floor Insulation: R-19 |  | Raised Floor Insulation: R-19 | SDGE | SDGE | CZ14 | 1978-1991 | Std | Mixed-fuel | Mixed-fuel | 43.34 | 93.349 | 3632.776 | 3632.776 | 8838.074 | 282.2282 | N/A | N/A | 8318.7579 | 13140.3964 | 2.2899 | 3.6172 | N/A | N/A | N/A | N/A | N/A | N/A | N/A | N/A | 12.8718 | N/A | N/A | 12470.85 | 3.4329 | 0.56297 | 14.69% | 9464.05 | 550.837 | 6295.8523 | 3.8313 | 128637.9 | 9420.71
RaisedFloorInsulation_R30 | Raised Floor Insulation: R-30vs0 |  | Raised Floor Insulation: R-30vsR0 | SDGE | SDGE | CZ14 | 1978-1991 | Std | Mixed-fuel | Mixed-fuel | 45.34 | 106.543 | 4112.6252 | 4112.6252 | 10106.4748 | 319.6392 | N/A | N/A | 9434.8925 | 14939.744 | 2.2941 | 3.6327 | N/A | N/A | N/A | N/A | N/A | N/A | N/A | N/A | 12.8665 | N/A | N/A | 14219.1 | 3.4574 | 0.64228 | 16.76% | 9464.05 | 550.837 | 6295.8523 | 3.8313 | 128637.9 | 9418.71
AtticInsulation_R38 | Attic Insulation: R-38 |  | Attic Insulation: R-38 | SDGE | SDGE | CZ14 | 1978-1991 | Std | Mixed-fuel | Mixed-fuel | 379.5 | 19.358 | 2555.3859 | 2555.3859 | 2073.3141 | 274.6426 | N/A | N/A | 6958.2377 | 7920.6324 | 2.723 | 3.0996 | N/A | N/A | N/A | N/A | N/A | N/A | N/A | N/A | 9.3044 | N/A | N/A | 4628.7 | 1.8114 | 0.12786 | 3.824% | 8442.26 | 475.997 | 5508.3309 | 3.3434 | 112770.45 | 8062.76
AtticInsulation_R49 | Attic Insulation: R-49 |  | Attic Insulation: R-49 | SDGE | SDGE | CZ14 | 1978-1991 | Std | Mixed-fuel | Mixed-fuel | 487.46 | 23.906 | 3611.6191 | 3611.6191 | 2199.2309 | 354.8286 | N/A | N/A | 8972.0462 | 10157.1935 | 2.4842 | 2.8124 | N/A | N/A | N/A | N/A | N/A | N/A | N/A | N/A | 10.1785 | N/A | N/A | 5810.85 | 1.6089 | 0.15807 | 4.728% | 8442.26 | 475.997 | 5508.3309 | 3.3434 | 112770.45 | 7954.8
Windows_0.28UFactor0.23SHGC | New Windows: 0.28 U-factor, 0.23 SHGC |  | Window Upgrade: 0.28 vs 0.30 U-factor | SDGE | SDGE | CZ14 | 1978-1991 | Std | Mixed-fuel | Mixed-fuel | 1336.79 | 18.087 | 11462.7824 | 11462.7824 | -1905.6824 | 838.1736 | N/A | N/A | 20580.6111 | 21368.9366 | 1.7954 | 1.8642 | N/A | N/A | N/A | N/A | N/A | N/A | N/A | N/A | 13.6759 | N/A | N/A | 9557.1 | 0.83375 | 0.14659 | 4.384% | 8442.26 | 475.997 | 5508.3309 | 3.3434 | 112770.45 | 7105.47
Roof_RB | Roofing: Radiant Barrier |  | Radiant Barrier (at roof replacement) | SDGE | SDGE | CZ14 | 1978-1991 | Std | Mixed-fuel | Mixed-fuel | 400.09 | 9.781 | 892.9455 | 892.9455 | 2437.0545 | 257.0891 | N/A | N/A | 6379.6078 | 6841.24 | 7.1445 | 7.6614 | N/A | N/A | N/A | N/A | N/A | N/A | N/A | N/A | 3.4733 | N/A | N/A | 3330 | 3.7292 | 0.06766 | 2.024% | 8442.26 | 475.997 | 5508.3309 | 3.3434 | 112770.45 | 8042.17
Roof_0.20Ref | Roofing: Steep Sloped, 0.20 Ref. |  | 0.20 Solar Reflectance Cool Roof (at roof replacement) | SDGE | SDGE | CZ14 | 1978-1991 | Std | Mixed-fuel | Mixed-fuel | 296.69 | -8.326 | 892.9455 | 1203.407 | -587.357 | 149.7708 | N/A | N/A | 3492.6207 | 3027.0289 | 2.9023 | 2.5154 | N/A | N/A | N/A | N/A | N/A | N/A | N/A | N/A | 5.9621 | N/A | N/A | 616.05 | 0.51192 | -0.03948 | -1.181% | 8442.26 | 475.997 | 5508.3309 | 3.3434 | 112770.45 | 8145.57
Roof_0.25Ref | Roofing: Steep Sloped, 0.25 Ref. vs. 0.20 Ref |  | Roofing Upgrade: 0.25 vs. 0.20 Solar Reflectance (at roof replacement) | SDGE | SDGE | CZ14 | 1978-1991 | Std | Mixed-fuel | Mixed-fuel | 458.32 | -12.613 | 1785.8911 | 2406.8139 | -1457.7639 | 233.6428 | N/A | N/A | 5454.4893 | 4747.829 | 2.2663 | 1.9727 | N/A | N/A | N/A | N/A | N/A | N/A | N/A | N/A | 7.6437 | N/A | N/A | 949.05 | 0.39432 | -0.06034 | -1.805% | 8442.26 | 475.997 | 5508.3309 | 3.3434 | 112770.45 | 7983.94
Ducts_R6 | New Ducts: R-6 |  | New Ducts: R-6 | SDGE | SDGE | CZ14 | 1978-1991 | Std | Mixed-fuel | Mixed-fuel | 1571.49 | 46.408 | 4808.3746 | 4808.3746 | 10343.1254 | 1067.6658 | N/A | N/A | 26586.6063 | 28807.8737 | 5.5292 | 5.9912 | N/A | N/A | N/A | N/A | N/A | N/A | N/A | N/A | 4.5036 | N/A | N/A | 15151.5 | 3.1511 | 0.34107 | 10.2% | 8442.26 | 475.997 | 5508.3309 | 3.3434 | 112770.45 | 6870.77
Ducts_R8 | New Ducts: R-8 |  | New Ducts: R-8 | SDGE | SDGE | CZ14 | 1978-1991 | Std | Mixed-fuel | Mixed-fuel | 1620.02 | 49.437 | 6311.1144 | 6311.1144 | 9506.3856 | 1104.5662 | N/A | N/A | 27528.3478 | 29901.3843 | 4.3619 | 4.7379 | N/A | N/A | N/A | N/A | N/A | N/A | N/A | N/A | 5.7137 | N/A | N/A | 15817.5 | 2.5063 | 0.36084 | 10.79% | 8442.26 | 475.997 | 5508.3309 | 3.3434 | 112770.45 | 6822.24
DuctSealing_10% | Duct Sealing: 10% |  | Duct Sealing: 10% | SDGE | SDGE | CZ14 | 1978-1991 | Std | Mixed-fuel | Mixed-fuel | 1156.66 | 23.713 | 2589.5542 | 2589.5542 | 7367.1458 | 759.243 | N/A | N/A | 18757.3916 | 19848.24 | 7.2435 | 7.6647 | N/A | N/A | N/A | N/A | N/A | N/A | N/A | N/A | 3.4107 | N/A | N/A | 9956.7 | 3.8449 | 0.19317 | 5.778% | 8442.26 | 475.997 | 5508.3309 | 3.3434 | 112770.45 | 7285.6
HPWH | HPWH |  | 240V Fed. Min. HPWH | SDGE | SDGE | CZ14 | 1978-1991 | Std | Mixed-fuel | Mixed-fuel | -1371.66 | 156.832 | 4332.0102 | 6553.7323 | 2836.8677 | -268.264 | 158.1919 | N/A | -4136.6775 | 3649.1272 | 0 | 0.5568 | 6185.4338 | 13883.1012 | 0.9438 | 2.1184 | N/A | N/A | N/A | N/A | -16.1483 | 27.3845 | N/A | 9390.6 | 1.4329 | 0.76613 | 23.28% | 8442.26 | 467.063 | 5484.6302 | 3.2912 | 111704.85 | 9813.92
HPWH_HighEfficiency | High Efficiency HPWH |  | 240V Market Std. NEEA HPWH | SDGE | SDGE | CZ14 | 1978-1991 | Std | Mixed-fuel | Mixed-fuel | -1069.16 | 156.997 | 5192.8306 | 7967.0806 | 3554.7194 | -113.2664 | 278.9006 | N/A | -382.4254 | 7379.9613 | 0 | 0.92631 | 9109.7432 | 16791.0791 | 1.1434 | 2.1076 | N/A | N/A | N/A | N/A | -45.8462 | 18.6189 | N/A | 11521.8 | 1.4462 | 0.80033 | 24.32% | 8442.26 | 467.063 | 5484.6302 | 3.2912 | 111704.85 | 9511.42
HPWH_HighEfficiency_DR | High Efficiency HPWH with Demand Response |  | 240V Market Std. NEEA HPWH + DR | SDGE | SDGE | CZ14 | 1978-1991 | Std | Mixed-fuel | Mixed-fuel | -872.41 | 157.055 | 5192.8306 | 7967.0806 | 5053.2194 | -4.4074 | 369.9172 | N/A | 2253.3686 | 9996.3016 | 0.28283 | 1.2547 | 11313.6757 | 18979.2454 | 1.4201 | 2.3822 | N/A | N/A | N/A | N/A | -1178.1973 | 14.0378 | N/A | 13020.3 | 1.6343 | 0.83053 | 25.24% | 8442.26 | 467.063 | 5484.6302 | 3.2912 | 111704.85 | 9314.67
HPWH_120V | 120V HPWH |  | 120V Market Std. NEEA HPWH | SDGE | SDGE | CZ14 | 1978-1991 | Std | Mixed-fuel | Mixed-fuel | -817.05 | 157.395 | 2892.8863 | 4272.7328 | 9480.1672 | 29.1191 | 388.7791 | N/A | 3070.2423 | 10823.9077 | 0.71857 | 2.5333 | 11775.5996 | 19454.9326 | 2.756 | 4.5533 | N/A | N/A | N/A | N/A | 99.3467 | 7.441 | N/A | 13752.9 | 3.2188 | 0.85502 | 25.98% | 8442.26 | 467.063 | 5484.6302 | 3.2912 | 111704.85 | 9259.31
HPWH_TankOutside | HPWH in Exterior Closet |  | 240V Fed. Min. HPWH, Exterior Closet | SDGE | SDGE | CZ14 | 1978-1991 | Std | Mixed-fuel | Mixed-fuel | -1396.47 | 155.831 | 4751.0613 | 6972.7834 | 2084.8166 | -285.6115 | 144.2828 | N/A | -4572.5097 | 3164.5708 | 0 | 0.45385 | 5832.8265 | 13481.059 | 0.83651 | 1.9334 | N/A | N/A | N/A | N/A | -16.6347 | 32.9288 | N/A | 9057.6 | 1.299 | 0.75585 | 22.97% | 8442.26 | 467.063 | 5484.6302 | 3.2912 | 111704.85 | 9838.73
HPWH_TankInside_NotDucted | HPWH in interior closet, not ducted |  | 240V Fed. Min. HPWH, Interior Closet, Not Ducted | SDGE | SDGE | CZ14 | 1978-1991 | Std | Mixed-fuel | Mixed-fuel | -727.03 | 126.697 | 4412.5691 | 6634.2911 | 3572.1589 | -4.4455 | 341.1858 | N/A | 1771.4879 | 7936.6634 | 0.26702 | 1.1963 | 10137.2876 | 16231.0301 | 1.528 | 2.4465 | N/A | N/A | N/A | N/A | -992.5956 | 12.933 | N/A | 10206.45 | 1.5384 | 0.66263 | 20.13% | 8442.26 | 467.063 | 5484.6302 | 3.2912 | 111704.85 | 9169.29
HPWH_TankInside_Ducted | HPWH in interior closet, ducted outside |  | 240V Fed. Min. HPWH, Interior Closet, Ducted | SDGE | SDGE | CZ14 | 1978-1991 | Std | Mixed-fuel | Mixed-fuel | -1414.86 | 164.901 | 5491.8272 | 7713.5493 | 2576.1507 | -276.135 | 152.6944 | N/A | -4199.0552 | 4008.7211 | 0 | 0.5197 | 6180.5083 | 14299.6567 | 0.80125 | 1.8538 | N/A | N/A | N/A | N/A | -19.8882 | 35.9661 | N/A | 10289.7 | 1.334 | 0.81814 | 24.86% | 8442.26 | 467.063 | 5484.6302 | 3.2912 | 111704.85 | 9857.12
HPSH_9.5HSPF2_17SEER2 | New HPSH 9.5 HSPF2, 17 SEER2 |  | High Efficiency HPSH | SDGE | SDGE | CZ14 | 1978-1991 | Std | Mixed-fuel | Mixed-fuel | -1844.86 | 236.273 | 4148.5785 | 7065.961 | 5488.139 | -100.3317 | 137.4979 | N/A | 1345.496 | 13746.5401 | 0.19042 | 1.9455 | 7102.0195 | 19453.9104 | 1.0051 | 2.7532 | N/A | N/A | N/A | N/A | -41.3486 | 30.172 | N/A | 12554.1 | 1.7767 | 1.0045 | 32.61% | 6453.08 | 444.187 | 4196.4313 | 3.0801 | 95404.5 | 8297.94
MSHP | Ducted MSHP 9.5 HSPF2, 16.5 SEER2 |  | High Eff MSHP | SDGE | SDGE | CZ14 | 1978-1991 | Std | Mixed-fuel | Mixed-fuel | -1895.29 | 236.273 | 1421.1983 | 3229.8412 | 9024.5588 | -129.1216 | 114.1597 | N/A | 648.6526 | 13055.6468 | 0.20083 | 4.0422 | 6537.1342 | 18893.8484 | 2.024 | 5.8498 | N/A | N/A | N/A | N/A | -11.0067 | 12.4492 | N/A | 12254.4 | 3.7941 | 1.0011 | 32.5% | 6453.08 | 444.187 | 4196.4313 | 3.0801 | 95404.5 | 8348.37
PV_3kW | 3kW PV |  | 3kW PV | SDGE | SDGE | CZ14 | 1978-1991 | Std | Mixed-fuel | Mixed-fuel | 5448.31 | 0 | 9608.1502 | 11574.2633 | 4443.0367 | 1423.3381 | N/A | 1295.0266 | 34451.0557 | 34156.8886 | 2.9765 | 2.9511 | N/A | N/A | N/A | N/A | 31345.3527 | 31077.7042 | 2.7082 | 2.6851 | 6.7504 | N/A | 7.4193 | 16017.3 | 1.3839 | 0.16118 | 4.821% | 8442.26 | 475.997 | 5508.3309 | 3.3434 | 112770.45 | 2993.95
AE | All Electric |  | All Electric | SDGE | SDGE | CZ14 | 1978-1991 | Std | All Electric | Mixed-fuel | -2932.94 | 475.997 | 6454.0357 | 9682.6042 | 24066.9458 | 45.534 | 640.7269 | N/A | 8064.1904 | 30893.5005 | 0.83285 | 3.1906 | 22470.4837 | 45176.7828 | 2.3207 | 4.6658 | N/A | N/A | N/A | N/A | 141.7411 | 10.073 | N/A | 33749.55 | 3.4856 | 2.1608 | 64.63% | 8442.26 | 475.997 | 5508.3309 | 3.3434 | 112770.45 | 11375.2
VCHP_base | Base VCHP |  | Base VCHP | SDGE | SDGE | CZ14 | 1978-1991 | Std | Mixed-fuel | Mixed-fuel | -1372.98 | 202.291 | 13336.3685 | 21679.367 | -8459.267 | 61.442 | 161.3587 | N/A | 4715.9857 | 15295.2718 | 0.21753 | 0.70552 | 7134.4125 | 17693.0484 | 0.32909 | 0.81612 | N/A | N/A | N/A | N/A | 217.0564 | 82.6504 | N/A | 13220.1 | 0.6098 | 0.86343 | 30.58% | 5677.24 | 410.205 | 3670.1607 | 2.8238 | 87762.15 | 7050.22
VCHP_Fujitsu48 | Fujitsu 48 VCHP |  | Fujitsu 48 VCHP | SDGE | SDGE | CZ14 | 1978-1991 | Std | Mixed-fuel | Mixed-fuel | 280.12 | 202.291 | 17266.2712 | 28131.7248 | -2124.4248 | 825.1501 | 796.7645 | N/A | 23201.0891 | 33622.5366 | 0.82473 | 1.1952 | 22514.0327 | 32941.3467 | 0.80031 | 1.171 | N/A | N/A | N/A | N/A | 20.925 | 21.6705 | N/A | 26007.3 | 0.92448 | 1.1046 | 39.12% | 5677.24 | 410.205 | 3670.1607 | 2.8238 | 87762.15 | 5397.12
HPWH_PV | HPWH + 3kW PV |  | 240V Fed. Min. HPWH + 3kW PV | SDGE | SDGE | CZ14 | 1978-1991 | Std | Mixed-fuel | Mixed-fuel | 4076.65 | 156.832 | 13940.1604 | 18127.9956 | 9211.3044 | 1354.2383 | N/A | 1274.6986 | 35135.0304 | 42585.5059 | 1.9382 | 2.3492 | N/A | N/A | N/A | N/A | 33209.8191 | 40676.7334 | 1.832 | 2.2439 | 10.2937 | N/A | 10.936 | 27339.3 | 1.5081 | 0.92731 | 28.18% | 8442.26 | 467.063 | 5484.6302 | 3.2912 | 111704.85 | 4365.61
HPSH_PV | HPSH + 3kW PV |  | HPSH + 3kW PV | SDGE | SDGE | CZ14 | 1978-1991 | Std | Mixed-fuel | Mixed-fuel | 2942.66 | 236.273 | 10780.1756 | 13753.1352 | 9473.6148 | 922.928 | N/A | 1168.1918 | 26112.8912 | 38302.4541 | 1.8987 | 2.785 | N/A | N/A | N/A | N/A | 32049.3552 | 44188.2284 | 2.3303 | 3.213 | 11.6804 | N/A | 9.2281 | 23226.75 | 1.6888 | 1.0734 | 34.85% | 6453.08 | 444.187 | 4196.4313 | 3.0801 | 95404.5 | 3510.42
HPSH_RCV_300CFM | New HPSH |  | Heat Pump Space Heater | SCG | SCE | CZ15 | 1978-1991 | Std | Mixed-fuel | Mixed-fuel | -182 | 18.904 | 1323.7175 | 2809.3951 | -2248.8451 | -163.4839 | -131.0847 | N/A | -3414.7251 | -3029.2348 | 0 | 0 | -2684.8903 | -2251.7288 | 0 | 0 | N/A | N/A | N/A | N/A | -8.0969 | -10.0982 | N/A | 560.55 | 0.19953 | 0.06479 | 3.612% | 10908.6 | 199.02 | 4181.2503 | 1.7935 | 92701.65 | 11090.6
DFHP_RCV_300CFM_35F | DFHP, Existing Furnace 35F |  | Dual Fuel Heat Pump (existing furnace) | SCG | SCE | CZ15 | 1978-1991 | Std | Mixed-fuel | Mixed-fuel | -147.7 | 17.726 | 1906.2631 | 1373.5748 | -874.0748 | -155.3192 | -125.1259 | N/A | -3247.9338 | -2890.4458 | 0 | 0 | -2567.7881 | -2165.8744 | 0 | 0 | N/A | N/A | N/A | N/A | -12.2732 | -15.2348 | N/A | 499.5 | 0.36365 | 0.06701 | 3.73% | 10908.6 | 199.505 | 4182.1535 | 1.7963 | 92601.75 | 11056.3
RaisedFloorInsulation_R19 | Raised Floor Insulation: R-19 |  | Raised Floor Insulation: R-19 | SCG | SCE | CZ15 | 1978-1991 | Std | Mixed-fuel | Mixed-fuel | 878.3 | 6.804 | 3632.776 | 3632.776 | 3310.274 | 391.4444 | N/A | N/A | 8913.1049 | 9711.6777 | 2.4535 | 2.6733 | N/A | N/A | N/A | N/A | N/A | N/A | N/A | N/A | 9.2804 | N/A | N/A | 6943.05 | 1.9112 | 0.09386 | 4.301% | 17740.2 | 219.01 | 7163.7333 | 2.1822 | 136696.5 | 16861.9
RaisedFloorInsulation_R30 | Raised Floor Insulation: R-30vs0 |  | Raised Floor Insulation: R-30vsR0 | SCG | SCE | CZ15 | 1978-1991 | Std | Mixed-fuel | Mixed-fuel | 1006.4 | 7.77 | 4112.6252 | 4112.6252 | 3812.7748 | 447.3178 | N/A | N/A | 10185.2862 | 11097.7449 | 2.4766 | 2.6985 | N/A | N/A | N/A | N/A | N/A | N/A | N/A | N/A | 9.194 | N/A | N/A | 7925.4 | 1.9271 | 0.10719 | 4.912% | 17740.2 | 219.01 | 7163.7333 | 2.1822 | 136696.5 | 16733.8
AtticInsulation_R38 | Attic Insulation: R-38 |  | Attic Insulation: R-38 | SCG | SCE | CZ15 | 1978-1991 | Std | Mixed-fuel | Mixed-fuel | 737.5 | 4.132 | 2555.3859 | 2555.3859 | 2156.5641 | 327.7892 | N/A | N/A | 7441.2348 | 8057.4887 | 2.912 | 3.1531 | N/A | N/A | N/A | N/A | N/A | N/A | N/A | N/A | 7.7958 | N/A | N/A | 4711.95 | 1.8439 | 0.04551 | 2.272% | 16224 | 201.451 | 6477.6225 | 2.0028 | 124708.5 | 15486.5
AtticInsulation_R49 | Attic Insulation: R-49 |  | Attic Insulation: R-49 | SCG | SCE | CZ15 | 1978-1991 | Std | Mixed-fuel | Mixed-fuel | 904.2 | 5.064 | 3611.6191 | 3611.6191 | 2149.2809 | 405.3852 | N/A | N/A | 9202.1228 | 9962.7607 | 2.5479 | 2.7585 | N/A | N/A | N/A | N/A | N/A | N/A | N/A | N/A | 8.9091 | N/A | N/A | 5760.9 | 1.5951 | 0.05572 | 2.782% | 16224 | 201.451 | 6477.6225 | 2.0028 | 124708.5 | 15319.8
Windows_0.28UFactor0.23SHGC | New Windows: 0.28 U-factor, 0.23 SHGC |  | Window Upgrade: 0.28 vs 0.30 U-factor | SCG | SCE | CZ15 | 1978-1991 | Std | Mixed-fuel | Mixed-fuel | 2720.5 | 3.831 | 11462.7824 | 11462.7824 | 3888.5176 | 1164.1644 | N/A | N/A | 26278.0383 | 28116.3093 | 2.2925 | 2.4528 | N/A | N/A | N/A | N/A | N/A | N/A | N/A | N/A | 9.8464 | N/A | N/A | 15351.3 | 1.3392 | 0.08569 | 4.279% | 16224 | 201.451 | 6477.6225 | 2.0028 | 124708.5 | 13503.5
Roof_RB | Roofing: Radiant Barrier |  | Radiant Barrier (at roof replacement) | SCG | SCE | CZ15 | 1978-1991 | Std | Mixed-fuel | Mixed-fuel | 709.9 | 1.769 | 892.9455 | 892.9455 | 2969.8545 | 306.85 | N/A | N/A | 6936.8533 | 7445.909 | 7.7685 | 8.3386 | N/A | N/A | N/A | N/A | N/A | N/A | N/A | N/A | 2.91 | N/A | N/A | 3862.8 | 4.3259 | 0.02008 | 1.003% | 16224 | 201.451 | 6477.6225 | 2.0028 | 124708.5 | 15514.1
Roof_0.20Ref | Roofing: Steep Sloped, 0.20 Ref. |  | 0.20 Solar Reflectance Cool Roof (at roof replacement) | SCG | SCE | CZ15 | 1978-1991 | Std | Mixed-fuel | Mixed-fuel | 578.1 | -1.663 | 892.9455 | 1203.407 | 1776.943 | 244.6257 | N/A | N/A | 5487.5596 | 5793.839 | 4.56 | 4.8145 | N/A | N/A | N/A | N/A | N/A | N/A | N/A | N/A | 3.6503 | N/A | N/A | 2980.35 | 2.4766 | 0.00577 | 0.2881% | 16224 | 201.451 | 6477.6225 | 2.0028 | 124708.5 | 15645.9
Roof_0.25Ref | Roofing: Steep Sloped, 0.25 Ref. vs. 0.20 Ref |  | Roofing Upgrade: 0.25 vs. 0.20 Solar Reflectance (at roof replacement) | SCG | SCE | CZ15 | 1978-1991 | Std | Mixed-fuel | Mixed-fuel | 839 | -2.547 | 1785.8911 | 2406.8139 | 1922.1861 | 354.9705 | N/A | N/A | 7961.0265 | 8401.1646 | 3.3077 | 3.4906 | N/A | N/A | N/A | N/A | N/A | N/A | N/A | N/A | 5.0311 | N/A | N/A | 4329 | 1.7986 | 0.00798 | 0.3984% | 16224 | 201.451 | 6477.6225 | 2.0028 | 124708.5 | 15385
Ducts_R6 | New Ducts: R-6 |  | New Ducts: R-6 | SCG | SCE | CZ15 | 1978-1991 | Std | Mixed-fuel | Mixed-fuel | 3720.1 | 4.218 | 4808.3746 | 4808.3746 | 17452.6754 | 1623.2479 | N/A | N/A | 36625.5829 | 39153.5023 | 7.617 | 8.1428 | N/A | N/A | N/A | N/A | N/A | N/A | N/A | N/A | 2.9622 | N/A | N/A | 22261.05 | 4.6296 | 0.15146 | 7.562% | 16224 | 201.451 | 6477.6225 | 2.0028 | 124708.5 | 12503.9
Ducts_R8 | New Ducts: R-8 |  | New Ducts: R-8 | SCG | SCE | CZ15 | 1978-1991 | Std | Mixed-fuel | Mixed-fuel | 3812.5 | 4.572 | 6311.1144 | 6311.1144 | 16499.3856 | 1664.1851 | N/A | N/A | 37552.7655 | 40152.6422 | 5.9503 | 6.3622 | N/A | N/A | N/A | N/A | N/A | N/A | N/A | N/A | 3.7923 | N/A | N/A | 22810.5 | 3.6143 | 0.15606 | 7.792% | 16224 | 201.451 | 6477.6225 | 2.0028 | 124708.5 | 12411.5
DuctSealing_10% | Duct Sealing: 10% |  | Duct Sealing: 10% | SCG | SCE | CZ15 | 1978-1991 | Std | Mixed-fuel | Mixed-fuel | 2875.1 | 1.782 | 2589.5542 | 2589.5542 | 14626.5458 | 1251.5905 | N/A | N/A | 28219.0135 | 30119.5294 | 10.8972 | 11.6312 | N/A | N/A | N/A | N/A | N/A | N/A | N/A | N/A | 2.069 | N/A | N/A | 17216.1 | 6.6483 | 0.11401 | 5.693% | 16224 | 201.451 | 6477.6225 | 2.0028 | 124708.5 | 13348.9
HPWH | HPWH |  | 240V Fed. Min. HPWH | SCG | SCE | CZ15 | 1978-1991 | Std | Mixed-fuel | Mixed-fuel | -682.3 | 128.5467 | 4332.0102 | 6553.7323 | 4335.3677 | -64.3019 | 202.4743 | N/A | 186.3398 | 3911.0282 | 0.028433 | 0.59676 | 6195.8362 | 10313.0525 | 0.94539 | 1.5736 | N/A | N/A | N/A | N/A | -67.3698 | 21.3954 | N/A | 10889.1 | 1.6615 | 0.68361 | 35.02% | 16224 | 192.794 | 6462.6581 | 1.9522 | 123659.55 | 16906.3
HPWH_HighEfficiency | High Efficiency HPWH |  | 240V Market Std. NEEA HPWH | SCG | SCE | CZ15 | 1978-1991 | Std | Mixed-fuel | Mixed-fuel | -563.6 | 128.5816 | 5192.8306 | 7967.0806 | 3787.8194 | -13.8519 | 241.7054 | N/A | 1323.2779 | 5123.3267 | 0.16609 | 0.64306 | 7080.0539 | 11256.1234 | 0.88866 | 1.4128 | N/A | N/A | N/A | N/A | -374.8814 | 21.4841 | N/A | 11754.9 | 1.4754 | 0.69822 | 35.77% | 16224 | 192.794 | 6462.6581 | 1.9522 | 123659.55 | 16787.6
HPWH_HighEfficiency_DR | High Efficiency HPWH with Demand Response |  | 240V Market Std. NEEA HPWH + DR | SCG | SCE | CZ15 | 1978-1991 | Std | Mixed-fuel | Mixed-fuel | -479.9 | 128.5963 | 5192.8306 | 7967.0806 | 4553.7194 | 29.8996 | 285.213 | N/A | 2309.0472 | 6173.9516 | 0.28982 | 0.77493 | 8060.3271 | 12300.8932 | 1.0117 | 1.544 | N/A | N/A | N/A | N/A | 173.6753 | 18.2069 | N/A | 12520.8 | 1.5716 | 0.71598 | 36.68% | 16224 | 192.794 | 6462.6581 | 1.9522 | 123659.55 | 16703.9
HPWH_120V | 120V HPWH |  | 120V Market Std. NEEA HPWH | SCG | SCE | CZ15 | 1978-1991 | Std | Mixed-fuel | Mixed-fuel | -555.2 | 128.6806 | 2892.8863 | 4272.7328 | 7715.2672 | -0.86154 | 264.1161 | N/A | 1617.2784 | 5439.6515 | 0.37851 | 1.2731 | 7586.2587 | 11798.5133 | 1.7755 | 2.7614 | N/A | N/A | N/A | N/A | -3357.8176 | 10.9531 | N/A | 11988 | 2.8057 | 0.70716 | 36.22% | 16224 | 192.794 | 6462.6581 | 1.9522 | 123659.55 | 16779.2
HPWH_TankOutside | HPWH in Exterior Closet |  | 240V Fed. Min. HPWH, Exterior Closet | SCG | SCE | CZ15 | 1978-1991 | Std | Mixed-fuel | Mixed-fuel | -692.1 | 128.3101 | 4751.0613 | 6972.7834 | 3816.4166 | -69.2053 | 198.2248 | N/A | 72.6028 | 3782.4106 | 0.010412 | 0.54245 | 6096.8292 | 10200.127 | 0.87438 | 1.4628 | N/A | N/A | N/A | N/A | -68.6517 | 23.968 | N/A | 10789.2 | 1.5473 | 0.67998 | 34.83% | 16224 | 192.794 | 6462.6581 | 1.9522 | 123659.55 | 16916.1
HPWH_TankInside_NotDucted | HPWH in interior closet, not ducted |  | 240V Fed. Min. HPWH, Interior Closet, Not Ducted | SCG | SCE | CZ15 | 1978-1991 | Std | Mixed-fuel | Mixed-fuel | -278.7 | 122.6613 | 4412.5691 | 6634.2911 | 6102.9589 | 91.8132 | 323.9458 | N/A | 3622.6744 | 7389.3026 | 0.54605 | 1.1138 | 8851.7764 | 12959.9587 | 1.3342 | 1.9535 | N/A | N/A | N/A | N/A | 48.0603 | 13.6213 | N/A | 12737.25 | 1.9199 | 0.67509 | 34.58% | 16224 | 192.794 | 6462.6581 | 1.9522 | 123659.55 | 16502.7
HPWH_TankInside_Ducted | HPWH in interior closet, ducted outside |  | 240V Fed. Min. HPWH, Interior Closet, Ducted | SCG | SCE | CZ15 | 1978-1991 | Std | Mixed-fuel | Mixed-fuel | -836 | 130.3832 | 5491.8272 | 7713.5493 | 2526.2007 | -123.9828 | 154.8869 | N/A | -1132.6932 | 2563.4295 | 0 | 0.33233 | 5149.2273 | 9255.6721 | 0.66756 | 1.1999 | N/A | N/A | N/A | N/A | -44.2951 | 35.457 | N/A | 10239.75 | 1.3275 | 0.68972 | 35.33% | 16224 | 192.794 | 6462.6581 | 1.9522 | 123659.55 | 17060
HPSH_9.5HSPF2_17SEER2 | New HPSH 9.5 HSPF2, 17 SEER2 |  | High Efficiency HPSH | SCG | SCE | CZ15 | 1978-1991 | Std | Mixed-fuel | Mixed-fuel | 424.9 | 18.904 | 4346.127 | 7771.7742 | -3431.6742 | 92.0175 | 86.3257 | N/A | 2340.7903 | 3102.2189 | 0.30119 | 0.39916 | 2212.5756 | 2965.6295 | 0.28469 | 0.38159 | N/A | N/A | N/A | N/A | 47.2315 | 50.3457 | N/A | 4340.1 | 0.55844 | 0.09737 | 5.429% | 10908.6 | 199.02 | 4181.2503 | 1.7935 | 92701.65 | 10483.7
MSHP | Ducted MSHP 9.5 HSPF2, 16.5 SEER2 |  | High Eff MSHP | SCG | SCE | CZ15 | 1978-1991 | Std | Mixed-fuel | Mixed-fuel | 339.8 | 18.904 | 1400.8662 | 3577.9245 | 312.6255 | 57.0879 | 57.8514 | N/A | 1553.9542 | 2263.9883 | 0.43432 | 0.63277 | 1571.1534 | 2282.3109 | 0.43912 | 0.63789 | N/A | N/A | N/A | N/A | 24.5387 | 24.2149 | N/A | 3890.55 | 1.0874 | 0.09506 | 5.3% | 10908.6 | 199.02 | 4181.2503 | 1.7935 | 92701.65 | 10568.8
PV_3kW | 3kW PV |  | 3kW PV | SCG | SCE | CZ15 | 1978-1991 | Std | Mixed-fuel | Mixed-fuel | 5053 | 0 | 9608.1502 | 11574.2633 | 8272.5367 | 1479.0167 | N/A | 1348.5593 | 33316.8596 | 35493.048 | 2.8785 | 3.0665 | N/A | N/A | N/A | N/A | 30378.1305 | 32362.3672 | 2.6246 | 2.7961 | 6.4963 | N/A | 7.1248 | 19846.8 | 1.7147 | 0.15187 | 7.583% | 16224 | 201.451 | 6477.6225 | 2.0028 | 124708.5 | 11171
AE | All Electric |  | All Electric | SCG | SCE | CZ15 | 1978-1991 | Std | All Electric | Mixed-fuel | 3421.2 | 201.451 | 6605.7277 | 10313.1274 | 32727.1226 | 1797.5511 | 1888.8923 | N/A | 43154.3551 | 52018.3933 | 4.1844 | 5.0439 | 45211.9414 | 54210.3769 | 4.3839 | 5.2564 | N/A | N/A | N/A | N/A | 3.6748 | 3.4971 | N/A | 43040.25 | 4.1733 | 1.1804 | 58.94% | 16224 | 201.451 | 6477.6225 | 2.0028 | 124708.5 | 12802.8
VCHP_base | Base VCHP |  | Base VCHP | SCG | SCE | CZ15 | 1978-1991 | Std | Mixed-fuel | Mixed-fuel | 953.14 | 14.72 | 17846.9586 | 29085.1332 | -22175.3832 | 327.8713 | 211.036 | N/A | 7594.4898 | 8564.5784 | 0.26111 | 0.29447 | 4962.6163 | 5760.7964 | 0.17062 | 0.19807 | N/A | N/A | N/A | N/A | 54.4328 | 84.5683 | N/A | 6909.75 | 0.23757 | 0.08718 | 5.069% | 9576.85 | 194.836 | 3608.5562 | 1.7197 | 84415.5 | 8623.71
VCHP_Fujitsu48 | Fujitsu 48 VCHP |  | Fujitsu 48 VCHP | SCG | SCE | CZ15 | 1978-1991 | Std | Mixed-fuel | Mixed-fuel | 1820.6 | 14.72 | 22122.6983 | 36105.3076 | -23151.6076 | 656.424 | 477.1151 | N/A | 14995.5857 | 16449.0986 | 0.41533 | 0.45559 | 10956.4096 | 12146.0919 | 0.30346 | 0.33641 | N/A | N/A | N/A | N/A | 33.7018 | 46.3676 | N/A | 12953.7 | 0.35878 | 0.15804 | 9.19% | 9576.85 | 194.836 | 3608.5562 | 1.7197 | 84415.5 | 7756.25
HPWH_PV | HPWH + 3kW PV |  | 240V Fed. Min. HPWH + 3kW PV | SCG | SCE | CZ15 | 1978-1991 | Std | Mixed-fuel | Mixed-fuel | 4370.7 | 128.5467 | 13940.1604 | 18127.9956 | 13507.0044 | 1485.7321 | N/A | 1380.3721 | 35102.9625 | 41108.3326 | 1.9364 | 2.2677 | N/A | N/A | N/A | N/A | 32729.5846 | 38579.9305 | 1.8055 | 2.1282 | 9.3827 | N/A | 10.0988 | 31635 | 1.7451 | 0.83548 | 42.8% | 16224 | 192.794 | 6462.6581 | 1.9522 | 123659.55 | 11853.3
HPSH_PV | HPSH + 3kW PV |  | HPSH + 3kW PV | SCG | SCE | CZ15 | 1978-1991 | Std | Mixed-fuel | Mixed-fuel | 4871.05 | 18.904 | 10931.8677 | 14383.6584 | 5390.9916 | 1226.8868 | N/A | 992.4964 | 27905.263 | 30336.5102 | 1.9401 | 2.1091 | N/A | N/A | N/A | N/A | 22625.3012 | 24711.6721 | 1.573 | 1.718 | 8.9102 | N/A | 11.0145 | 19774.65 | 1.3748 | 0.21666 | 12.08% | 10908.6 | 199.02 | 4181.2503 | 1.7935 | 92701.65 | 6037.55
HPSH_RCV_300CFM | New HPSH |  | Heat Pump Space Heater | PGE | PGE | CZ16 | 1978-1991 | Std | Mixed-fuel | Mixed-fuel | -6401.45 | 629.869 | 2724.9107 | 4081.7309 | 19777.7191 | -904.383 | -613.8019 | N/A | -9830.8476 | 15621.4455 | 0 | 3.8272 | -3206.0648 | 22594.7336 | 0 | 5.5356 | N/A | N/A | N/A | N/A | -3.013 | -4.4394 | N/A | 23859.45 | 5.8454 | 2.7425 | 50.12% | 4594.75 | 859.577 | 3481.9044 | 5.4715 | 133449.75 | 10996.2
DFHP_RCV_300CFM_35F | DFHP, Existing Furnace 35F |  | Dual Fuel Heat Pump (existing furnace) | PGE | PGE | CZ16 | 1978-1991 | Std | Mixed-fuel | Mixed-fuel | -2965.96 | 300.157 | 2397.0371 | 2340.5132 | 12844.2868 | -243.3532 | -296.7678 | N/A | -172.9638 | 12757.6025 | 0 | 5.4508 | -1390.7329 | 11475.771 | 0 | 4.9031 | N/A | N/A | N/A | N/A | -9.85 | -8.0771 | N/A | 15184.8 | 6.4878 | 1.3595 | 24.42% | 4594.75 | 875.727 | 3522.2442 | 5.5659 | 129992.1 | 7560.71
RaisedFloorInsulation_R19 | Raised Floor Insulation: R-19 |  | Raised Floor Insulation: R-19 | PGE | PGE | CZ16 | 1978-1991 | Std | Mixed-fuel | Mixed-fuel | -251.74 | 176.676 | 3632.776 | 3632.776 | 17146.424 | 305.2339 | N/A | N/A | 10180.9546 | 18473.243 | 2.8025 | 5.0852 | N/A | N/A | N/A | N/A | N/A | N/A | N/A | N/A | 11.9016 | N/A | N/A | 20779.2 | 5.7199 | 1.0352 | 17.27% | 4949.21 | 944.548 | 3865.396 | 5.9932 | 150332.85 | 5200.95
RaisedFloorInsulation_R30 | Raised Floor Insulation: R-30vs0 |  | Raised Floor Insulation: R-30vsR0 | PGE | PGE | CZ16 | 1978-1991 | Std | Mixed-fuel | Mixed-fuel | -308.22 | 202.84 | 4112.6252 | 4112.6252 | 19646.9248 | 341.8486 | N/A | N/A | 11492.8929 | 21002.9345 | 2.7945 | 5.1069 | N/A | N/A | N/A | N/A | N/A | N/A | N/A | N/A | 12.0305 | N/A | N/A | 23759.55 | 5.7772 | 1.188 | 19.82% | 4949.21 | 944.548 | 3865.396 | 5.9932 | 150332.85 | 5257.43
AtticInsulation_R38 | Attic Insulation: R-38 |  | Attic Insulation: R-38 | PGE | PGE | CZ16 | 1978-1991 | Std | Mixed-fuel | Mixed-fuel | 180.09 | 30.064 | 2555.3859 | 2555.3859 | 2289.7641 | 162.5922 | N/A | N/A | 4262.5872 | 5824.694 | 1.6681 | 2.2794 | N/A | N/A | N/A | N/A | N/A | N/A | N/A | N/A | 15.7165 | N/A | N/A | 4845.15 | 1.8961 | 0.18771 | 3.132% | 4949.21 | 944.548 | 3865.396 | 5.9932 | 150332.85 | 4769.12
AtticInsulation_R49 | Attic Insulation: R-49 |  | Attic Insulation: R-49 | PGE | PGE | CZ16 | 1978-1991 | Std | Mixed-fuel | Mixed-fuel | 222.77 | 37.101 | 3611.6191 | 3611.6191 | 2382.3809 | 200.6016 | N/A | N/A | 5259.0619 | 7186.352 | 1.4562 | 1.9898 | N/A | N/A | N/A | N/A | N/A | N/A | N/A | N/A | 18.0039 | N/A | N/A | 5994 | 1.6596 | 0.23222 | 3.875% | 4949.21 | 944.548 | 3865.396 | 5.9932 | 150332.85 | 4726.44
Windows_0.28UFactor0.35SHGC | New Windows: 0.28 U-factor, 0.35 SHGC |  | Window Upgrade: 0.28 vs 0.30 U-factor | PGE | PGE | CZ16 | 1978-1991 | Std | Mixed-fuel | Mixed-fuel | 294.61 | 93.891 | 11871.2871 | 11871.2871 | 1698.4629 | 371.8538 | N/A | N/A | 10198.5972 | 14877.9564 | 0.8591 | 1.2533 | N/A | N/A | N/A | N/A | N/A | N/A | N/A | N/A | 31.9246 | N/A | N/A | 13569.75 | 1.1431 | 0.57275 | 9.557% | 4949.21 | 944.548 | 3865.396 | 5.9932 | 150332.85 | 4654.6
Roof_RB | Roofing: Radiant Barrier |  | Radiant Barrier (at roof replacement) | PGE | PGE | CZ16 | 1978-1991 | Std | Mixed-fuel | Mixed-fuel | 152.24 | 20.411 | 892.9455 | 892.9455 | 2570.2545 | 123.5867 | N/A | N/A | 3192.712 | 4263.7416 | 3.5755 | 4.7749 | N/A | N/A | N/A | N/A | N/A | N/A | N/A | N/A | 7.2253 | N/A | N/A | 3463.2 | 3.8784 | 0.12934 | 2.158% | 4949.21 | 944.548 | 3865.396 | 5.9932 | 150332.85 | 4796.97
Roof_0.20Ref | Roofing: Steep Sloped, 0.20 Ref. |  | 0.20 Solar Reflectance Cool Roof (at roof replacement) | PGE | PGE | CZ16 | 1978-1991 | Std | Mixed-fuel | Mixed-fuel | 121.09 | -14.502 | 892.9455 | 1203.407 | -2302.307 | 23.9271 | N/A | N/A | 284.1891 | -329.9251 | 0.23615 | 0 | N/A | N/A | N/A | N/A | N/A | N/A | N/A | N/A | 37.3194 | N/A | N/A | -1098.9 | 0 | -0.07872 | -1.313% | 4949.21 | 944.548 | 3865.396 | 5.9932 | 150332.85 | 4828.12
Roof_0.25Ref | Roofing: Steep Sloped, 0.25 Ref. |  | 0.25 Solar Reflectance Cool Roof (at roof replacement) | PGE | PGE | CZ16 | 1978-1991 | Std | Mixed-fuel | Mixed-fuel | 175.6 | -21.969 | 1785.8911 | 2406.8139 | -4121.7639 | 32.9022 | N/A | N/A | 354.3016 | -579.9207 | 0.14721 | 0 | N/A | N/A | N/A | N/A | N/A | N/A | N/A | N/A | 54.2788 | N/A | N/A | -1714.95 | 0 | -0.11998 | -2.002% | 4949.21 | 944.548 | 3865.396 | 5.9932 | 150332.85 | 4773.61
Ducts_R6 | New Ducts: R-6 |  | New Ducts: R-6 | PGE | PGE | CZ16 | 1978-1991 | Std | Mixed-fuel | Mixed-fuel | 465.53 | 110.443 | 4808.3746 | 4808.3746 | 12091.3754 | 484.0815 | N/A | N/A | 13061.1066 | 18622.6407 | 2.7163 | 3.873 | N/A | N/A | N/A | N/A | N/A | N/A | N/A | N/A | 9.933 | N/A | N/A | 16899.75 | 3.5146 | 0.69151 | 11.54% | 4949.21 | 944.548 | 3865.396 | 5.9932 | 150332.85 | 4483.68
Ducts_R8 | New Ducts: R-8 |  | New Ducts: R-8 | PGE | PGE | CZ16 | 1978-1991 | Std | Mixed-fuel | Mixed-fuel | 482.77 | 116.105 | 6311.1144 | 6311.1144 | 11387.8356 | 506.1114 | N/A | N/A | 13667.1849 | 19510.5586 | 2.1656 | 3.0915 | N/A | N/A | N/A | N/A | N/A | N/A | N/A | N/A | 12.4698 | N/A | N/A | 17698.95 | 2.8044 | 0.726 | 12.11% | 4949.21 | 944.548 | 3865.396 | 5.9932 | 150332.85 | 4466.44
DuctSealing_10% | Duct Sealing: 10% |  | Duct Sealing: 10% | PGE | PGE | CZ16 | 1978-1991 | Std | Mixed-fuel | Mixed-fuel | 334.85 | 63.396 | 2589.5542 | 2589.5542 | 7583.5958 | 306.551 | N/A | N/A | 8150.9887 | 11377.3931 | 3.1476 | 4.3936 | N/A | N/A | N/A | N/A | N/A | N/A | N/A | N/A | 8.4474 | N/A | N/A | 10173.15 | 3.9285 | 0.40587 | 6.772% | 4949.21 | 944.548 | 3865.396 | 5.9932 | 150332.85 | 4614.36
HPWH | HPWH |  | 240V Fed. Min. HPWH | PGE | PGE | CZ16 | 1978-1991 | Std | Mixed-fuel | Mixed-fuel | -1551.3 | 179.13 | 4332.0102 | 6553.7323 | 4202.1677 | -239.7474 | -210.8914 | N/A | -2409.3731 | 4821.859 | 0 | 0.73574 | -1751.5023 | 5514.338 | 0 | 0.8414 | N/A | N/A | N/A | N/A | -18.0691 | -20.5414 | N/A | 10755.9 | 1.6412 | 0.89415 | 15.06% | 4949.21 | 935.297 | 3843.6509 | 5.9391 | 149217.3 | 6500.51
HPWH_HighEfficiency | High Efficiency HPWH |  | 240V Market Std. NEEA HPWH | PGE | PGE | CZ16 | 1978-1991 | Std | Mixed-fuel | Mixed-fuel | -1341.12 | 179.377 | 5192.8306 | 7967.0806 | 4120.8194 | -148.8574 | -139.6083 | N/A | -332.7229 | 7018.5957 | 0 | 0.88095 | -121.8597 | 7240.5516 | 0 | 0.90881 | N/A | N/A | N/A | N/A | -34.8846 | -37.1957 | N/A | 12087.9 | 1.5172 | 0.91275 | 15.37% | 4949.21 | 935.297 | 3843.6509 | 5.9391 | 149217.3 | 6290.33
HPWH_HighEfficiency_DR | High Efficiency HPWH with Demand Response |  | 240V Market Std. NEEA HPWH + DR | PGE | PGE | CZ16 | 1978-1991 | Std | Mixed-fuel | Mixed-fuel | -1155.21 | 179.488 | 5192.8306 | 7967.0806 | 5669.2694 | -67.8512 | -75.8782 | N/A | 1516.0937 | 8969.5018 | 0.19029 | 1.1258 | 1333.0914 | 8776.8724 | 0.16732 | 1.1016 | N/A | N/A | N/A | N/A | -76.5326 | -68.4364 | N/A | 13636.35 | 1.7116 | 0.93796 | 15.79% | 4949.21 | 935.297 | 3843.6509 | 5.9391 | 149217.3 | 6104.42
HPWH_120V | 120V HPWH |  | 120V Market Std. NEEA HPWH | PGE | PGE | CZ16 | 1978-1991 | Std | Mixed-fuel | Mixed-fuel | -989.29 | 179.549 | 2892.8863 | 4272.7328 | 10678.9672 | -1.7869 | -28.6393 | N/A | 3023.2338 | 10558.2854 | 0.70756 | 2.4711 | 2411.0413 | 9913.8877 | 0.56429 | 2.3203 | N/A | N/A | N/A | N/A | -1618.9416 | -101.0109 | N/A | 14951.7 | 3.4993 | 0.96385 | 16.23% | 4949.21 | 935.297 | 3843.6509 | 5.9391 | 149217.3 | 5938.5
HPWH_TankOutside | HPWH in Exterior Closet |  | 240V Fed. Min. HPWH, Exterior Closet | PGE | PGE | CZ16 | 1978-1991 | Std | Mixed-fuel | Mixed-fuel | -1583.2 | 177.308 | 4751.0613 | 6972.7834 | 3316.9166 | -257.6819 | -225.7751 | N/A | -2851.3883 | 4276.8194 | 0 | 0.61336 | -2123.9644 | 5042.5103 | 0 | 0.72317 | N/A | N/A | N/A | N/A | -18.4377 | -21.0433 | N/A | 10289.7 | 1.4757 | 0.88045 | 14.82% | 4949.21 | 935.297 | 3843.6509 | 5.9391 | 149217.3 | 6532.41
HPWH_TankInside_NotDucted | HPWH in interior closet, not ducted |  | 240V Fed. Min. HPWH, Interior Closet, Not Ducted | PGE | PGE | CZ16 | 1978-1991 | Std | Mixed-fuel | Mixed-fuel | -803.27 | 138.3 | 4412.5691 | 6634.2911 | 4354.7089 | -18.6257 | -58.626 | N/A | 1893.9577 | 7575.2282 | 0.28548 | 1.1418 | 982.0168 | 6615.3135 | 0.14802 | 0.99714 | N/A | N/A | N/A | N/A | -236.907 | -75.2665 | N/A | 10989 | 1.6564 | 0.73631 | 12.4% | 4949.21 | 935.297 | 3843.6509 | 5.9391 | 149217.3 | 5752.48
HPWH_TankInside_Ducted | HPWH in interior closet, ducted outside |  | 240V Fed. Min. HPWH, Interior Closet, Ducted | PGE | PGE | CZ16 | 1978-1991 | Std | Mixed-fuel | Mixed-fuel | -1497.82 | 191.038 | 5491.8272 | 7713.5493 | 4907.1507 | -191.6357 | -171.1766 | N/A | -1096.7327 | 6722.9843 | 0 | 0.87158 | -630.2976 | 7213.9568 | 0 | 0.93523 | N/A | N/A | N/A | N/A | -28.6576 | -32.0828 | N/A | 12620.7 | 1.6362 | 0.9731 | 16.38% | 4949.21 | 935.297 | 3843.6509 | 5.9391 | 149217.3 | 6447.03
HPSH_9.5HSPF2_17SEER2 | New HPSH 9.5 HSPF2, 17 SEER2 |  | High Efficiency HPSH | PGE | PGE | CZ16 | 1978-1991 | Std | Mixed-fuel | Mixed-fuel | -5233.06 | 629.869 | 5701.4637 | 8968.82 | 23948.23 | -425.0449 | -246.7796 | N/A | 1097.2913 | 27124.4734 | 0.12235 | 3.0243 | 5161.4553 | 31402.4379 | 0.57549 | 3.5013 | N/A | N/A | N/A | N/A | -13.4138 | -23.1035 | N/A | 32917.05 | 3.6702 | 2.9088 | 53.16% | 4594.75 | 859.577 | 3481.9044 | 5.4715 | 133449.75 | 9827.81
MSHP | Ducted MSHP 9.5 HSPF2, 16.5 SEER2 |  | High Eff MSHP | PGE | PGE | CZ16 | 1978-1991 | Std | Mixed-fuel | Mixed-fuel | -5271.17 | 629.869 | 2155.1411 | 4313.7578 | 28386.8422 | -444.3148 | -265.7392 | N/A | 657.9704 | 26662.0414 | 0.15253 | 6.1807 | 4729.2056 | 30947.4492 | 1.0963 | 7.1741 | N/A | N/A | N/A | N/A | -4.8505 | -8.11 | N/A | 32700.6 | 7.5805 | 2.907 | 53.13% | 4594.75 | 859.577 | 3481.9044 | 5.4715 | 133449.75 | 9865.92
PV_3kW | 3kW PV |  | 3kW PV | PGE | PGE | CZ16 | 1978-1991 | Std | Mixed-fuel | Mixed-fuel | 4949.2101 | 0 | 9608.1502 | 11574.2633 | -1018.1633 | 858.143 | N/A | 655.9538 | 19564.2832 | 20593.4877 | 1.6903 | 1.7792 | N/A | N/A | N/A | N/A | 14954.6928 | 15741.4038 | 1.2921 | 1.36 | 11.1964 | N/A | 14.6476 | 10556.1 | 0.91203 | 0.12675 | 2.115% | 4949.21 | 944.548 | 3865.396 | 5.9932 | 150332.85 | -8.9302e-05
AE | All Electric |  | All Electric | PGE | PGE | CZ16 | 1978-1991 | Std | All Electric | Mixed-fuel | -8648.99 | 944.548 | 8006.9209 | 11585.4632 | 39180.3868 | -1196.9438 | -689.2706 | N/A | -11900.5853 | 24517.0021 | 0 | 2.1162 | -326.4508 | 36700.0089 | 0 | 3.1678 | N/A | N/A | N/A | N/A | -6.6895 | -11.6165 | N/A | 50765.85 | 4.3819 | 4.3747 | 72.99% | 4949.21 | 944.548 | 3865.396 | 5.9932 | 150332.85 | 13598.2
VCHP_base | Base VCHP |  | Base VCHP | PGE | PGE | CZ16 | 1978-1991 | Std | Mixed-fuel | Mixed-fuel | -4797.39 | 571.65 | 13336.3685 | 21679.367 | 11953.633 | -385.5499 | -314.455 | N/A | 929.1425 | 24375.0685 | 0.042858 | 1.1243 | 2549.9934 | 26081.1864 | 0.11762 | 1.203 | N/A | N/A | N/A | N/A | -34.5905 | -42.4111 | N/A | 33633 | 1.5514 | 2.6489 | 52.52% | 3862.89 | 801.358 | 3041.0848 | 5.0441 | 125058.15 | 8660.28
VCHP_Fujitsu48 | Fujitsu 48 VCHP |  | Fujitsu 48 VCHP | PGE | PGE | CZ16 | 1978-1991 | Std | Mixed-fuel | Mixed-fuel | -1859.03 | 571.65 | 17266.2712 | 28131.7248 | 28045.3752 | 744.9565 | 601.9024 | N/A | 26702.8737 | 51504.6601 | 0.94921 | 1.8308 | 23441.4712 | 48071.6874 | 0.83328 | 1.7088 | N/A | N/A | N/A | N/A | 23.1776 | 28.6862 | N/A | 56177.1 | 1.9969 | 3.0485 | 60.44% | 3862.89 | 801.358 | 3041.0848 | 5.0441 | 125058.15 | 5721.92
HPWH_PV | HPWH + 3kW PV |  | 240V Fed. Min. HPWH + 3kW PV | PGE | PGE | CZ16 | 1978-1991 | Std | Mixed-fuel | Mixed-fuel | 3403.88 | 179.13 | 13940.1604 | 18127.9956 | 5398.4544 | 820.1206 | N/A | 684.7489 | 21753.9162 | 30256.2895 | 1.2 | 1.669 | N/A | N/A | N/A | N/A | 18667.6594 | 27007.6761 | 1.0298 | 1.4898 | 16.9977 | N/A | 20.3581 | 23526.45 | 1.2978 | 1.021 | 17.19% | 4949.21 | 935.297 | 3843.6509 | 5.9391 | 149217.3 | 1545.33
HPSH_PV | HPSH + 3kW PV |  | HPSH + 3kW PV | PGE | PGE | CZ16 | 1978-1991 | Std | Mixed-fuel | Mixed-fuel | -1446.29 | 629.869 | 12333.0609 | 15655.9942 | 19808.5058 | 19.175 | N/A | 211.3459 | 11224.7934 | 37784.7459 | 0.71696 | 2.4134 | N/A | N/A | N/A | N/A | 15605.9806 | 42396.411 | 0.99681 | 2.708 | 643.1835 | N/A | 58.3549 | 35464.5 | 2.2652 | 2.8694 | 52.44% | 4594.75 | 859.577 | 3481.9044 | 5.4715 | 133449.75 | 6041.04
HPSH_RCV_300CFM | New HPSH |  | Heat Pump Space Heater | PGE | PGE | CZ01 | 1992-2010 | Std | Mixed-fuel | Mixed-fuel | -2843.16 | 304.746 | 4041.1043 | 5555.6376 | 8102.9124 | -235.8088 | -242.5755 | N/A | -181.6908 | 12313.3467 | 0 | 2.2164 | -335.9605 | 12150.9613 | 0 | 2.1871 | N/A | N/A | N/A | N/A | -17.1372 | -16.6592 | N/A | 13658.55 | 2.4585 | 1.3535 | 38.52% | 3755.56 | 537.96 | 2435.6875 | 3.514 | 89832.3 | 6598.72
DFHP_RCV_300CFM_35F | DFHP, Existing Furnace 35F |  | Dual Fuel Heat Pump (existing furnace) | PGE | PGE | CZ01 | 1992-2010 | Std | Mixed-fuel | Mixed-fuel | -2153.5 | 268.438 | 3324.5983 | 3512.2455 | 8481.3045 | -34.2219 | -110.2978 | N/A | 3855.9741 | 15219.6598 | 1.0979 | 4.3333 | 2121.5654 | 13394.0104 | 0.60405 | 3.8135 | N/A | N/A | N/A | N/A | -97.1483 | -30.142 | N/A | 11993.55 | 3.4148 | 1.2646 | 35.52% | 3755.56 | 545.774 | 2455.2371 | 3.5597 | 88161.75 | 5909.06
AtticInsulation_R38 | Attic Insulation: R-38 |  | Attic Insulation: R-38 | PGE | PGE | CZ01 | 1992-2010 | Std | Mixed-fuel | Mixed-fuel | 8.6 | 6.911 | 1781.4608 | 1781.4608 | -849.0608 | 20.9358 | N/A | N/A | 604.6452 | 943.0091 | 0.33941 | 0.52935 | N/A | N/A | N/A | N/A | N/A | N/A | N/A | N/A | 85.0916 | N/A | N/A | 932.4 | 0.52339 | 0.04158 | 1.149% | 3765.84 | 555.766 | 2484.4927 | 3.6195 | 94122.45 | 3757.24
AtticInsulation_R49 | Attic Insulation: R-49 |  | Attic Insulation: R-49 | PGE | PGE | CZ01 | 1992-2010 | Std | Mixed-fuel | Mixed-fuel | 16.01 | 12.604 | 1827.4739 | 1827.4739 | -145.8239 | 38.2983 | N/A | N/A | 1105.2883 | 1722.2939 | 0.60482 | 0.94245 | N/A | N/A | N/A | N/A | N/A | N/A | N/A | N/A | 47.7169 | N/A | N/A | 1681.65 | 0.9202 | 0.07586 | 2.096% | 3765.84 | 555.766 | 2484.4927 | 3.6195 | 94122.45 | 3749.83
Windows_0.28UFactor0.35SHGC | New Windows: 0.28 U-factor, 0.35 SHGC |  | Window Upgrade: 0.28 vs 0.30 U-factor | PGE | PGE | CZ01 | 1992-2010 | Std | Mixed-fuel | Mixed-fuel | 51.27 | 69.688 | 11871.2871 | 11871.2871 | -2980.1871 | 193.9398 | N/A | N/A | 5688.5091 | 9037.8394 | 0.47918 | 0.76132 | N/A | N/A | N/A | N/A | N/A | N/A | N/A | N/A | 61.2112 | N/A | N/A | 8891.1 | 0.74896 | 0.41358 | 11.43% | 3765.84 | 555.766 | 2484.4927 | 3.6195 | 94122.45 | 3714.57
Roof_RB | Roofing: Radiant Barrier |  | Radiant Barrier (at roof replacement) | PGE | PGE | CZ01 | 1992-2010 | Std | Mixed-fuel | Mixed-fuel | 14.37 | 8.605 | 892.9455 | 892.9455 | 272.5545 | 27.4785 | N/A | N/A | 784.3083 | 1205.5482 | 0.87834 | 1.3501 | N/A | N/A | N/A | N/A | N/A | N/A | N/A | N/A | 32.4962 | N/A | N/A | 1165.5 | 1.3052 | 0.05228 | 1.444% | 3765.84 | 555.766 | 2484.4927 | 3.6195 | 94122.45 | 3751.47
Roof_0.20Ref | Roofing: Steep Sloped, 0.20 Ref. |  | 0.20 Solar Reflectance Cool Roof (at roof replacement) | PGE | PGE | CZ01 | 1992-2010 | Std | Mixed-fuel | Mixed-fuel | 0.36 | -9.948 | 892.9455 | 1203.407 | -2368.907 | -24.0774 | N/A | N/A | -726.8919 | -1193.5554 | 0 | 0 | N/A | N/A | N/A | N/A | N/A | N/A | N/A | N/A | -37.0865 | N/A | N/A | -1165.5 | 0 | -0.05783 | -1.598% | 3765.84 | 555.766 | 2484.4927 | 3.6195 | 94122.45 | 3765.48
Roof_0.25Ref | Roofing: Steep Sloped, 0.25 Ref. |  | 0.25 Solar Reflectance Cool Roof (at roof replacement) | PGE | PGE | CZ01 | 1992-2010 | Std | Mixed-fuel | Mixed-fuel | 0.12 | -15.178 | 1785.8911 | 2406.8139 | -4221.6639 | -36.909 | N/A | N/A | -1112.8909 | -1824.8455 | 0 | 0 | N/A | N/A | N/A | N/A | N/A | N/A | N/A | N/A | -48.3863 | N/A | N/A | -1814.85 | 0 | -0.08828 | -2.439% | 3765.84 | 555.766 | 2484.4927 | 3.6195 | 94122.45 | 3765.72
Ducts_R6 | New Ducts: R-6 |  | New Ducts: R-6 | PGE | PGE | CZ01 | 1992-2010 | Std | Mixed-fuel | Mixed-fuel | 88.97 | 21.051 | 4808.3746 | 4808.3746 | -1544.9746 | 89.4483 | N/A | N/A | 2425.7289 | 3483.6564 | 0.50448 | 0.7245 | N/A | N/A | N/A | N/A | N/A | N/A | N/A | N/A | 53.7559 | N/A | N/A | 3263.4 | 0.67869 | 0.13437 | 3.712% | 3765.84 | 555.766 | 2484.4927 | 3.6195 | 94122.45 | 3676.87
Ducts_R8 | New Ducts: R-8 |  | New Ducts: R-8 | PGE | PGE | CZ01 | 1992-2010 | Std | Mixed-fuel | Mixed-fuel | 94.24 | 25.593 | 6311.1144 | 6311.1144 | -2431.6644 | 102.9965 | N/A | N/A | 2817.9902 | 4097.2849 | 0.44651 | 0.64922 | N/A | N/A | N/A | N/A | N/A | N/A | N/A | N/A | 61.275 | N/A | N/A | 3879.45 | 0.6147 | 0.16164 | 4.466% | 3765.84 | 555.766 | 2484.4927 | 3.6195 | 94122.45 | 3671.6
DuctSealing_10% | Duct Sealing: 10% |  | Duct Sealing: 10% | PGE | PGE | CZ01 | 1992-2010 | Std | Mixed-fuel | Mixed-fuel | 10.28 | 9.992 | 1400.2974 | 1400.2974 | -68.2974 | 29.2556 | N/A | N/A | 850.4004 | 1336.6887 | 0.6073 | 0.95457 | N/A | N/A | N/A | N/A | N/A | N/A | N/A | N/A | 47.8642 | N/A | N/A | 1332 | 0.95123 | 0.05977 | 1.651% | 3765.84 | 555.766 | 2484.4927 | 3.6195 | 94122.45 | 3755.56
HPWH | HPWH |  | 240V Fed. Min. HPWH | PGE | PGE | CZ01 | 1992-2010 | Std | Mixed-fuel | Mixed-fuel | -1682.63 | 182.568 | 4332.0102 | 6553.7323 | 3469.5677 | -297.8194 | -219.4021 | N/A | -3676.1757 | 3625.9831 | 0 | 0.55327 | -1888.3867 | 5507.821 | 0 | 0.84041 | N/A | N/A | N/A | N/A | -14.5458 | -19.7446 | N/A | 10023.3 | 1.5294 | 0.90554 | 25.4% | 3765.84 | 546.46 | 2461.8952 | 3.565 | 93006.9 | 5448.47
HPWH_HighEfficiency | High Efficiency HPWH |  | 240V Market Std. NEEA HPWH | PGE | PGE | CZ01 | 1992-2010 | Std | Mixed-fuel | Mixed-fuel | -1253.25 | 182.829 | 5192.8306 | 7967.0806 | 5186.4194 | -113.0881 | -75.4566 | N/A | 540.0153 | 8075.0811 | 0.067781 | 1.0136 | 1397.9526 | 8978.1513 | 0.17547 | 1.1269 | N/A | N/A | N/A | N/A | -45.9184 | -68.8187 | N/A | 13153.5 | 1.651 | 0.95268 | 26.72% | 3765.84 | 546.46 | 2461.8952 | 3.565 | 93006.9 | 5019.09
HPWH_HighEfficiency_DR | High Efficiency HPWH with Demand Response |  | 240V Market Std. NEEA HPWH + DR | PGE | PGE | CZ01 | 1992-2010 | Std | Mixed-fuel | Mixed-fuel | -1157.2 | 182.868 | 5192.8306 | 7967.0806 | 6518.4194 | -70.2769 | -35.4618 | N/A | 1516.7491 | 9104.901 | 0.19038 | 1.1428 | 2310.4787 | 9940.3859 | 0.29 | 1.2477 | N/A | N/A | N/A | N/A | -73.891 | -146.4346 | N/A | 14485.5 | 1.8182 | 0.97583 | 27.37% | 3765.84 | 546.46 | 2461.8952 | 3.565 | 93006.9 | 4923.04
HPWH_120V | 120V HPWH |  | 120V Market Std. NEEA HPWH | PGE | PGE | CZ01 | 1992-2010 | Std | Mixed-fuel | Mixed-fuel | -1017.12 | 183.515 | 2892.8863 | 4272.7328 | 11211.7672 | -9.0632 | 10.0819 | N/A | 2923.8008 | 10613.5993 | 0.68429 | 2.484 | 3360.2769 | 11073.0367 | 0.78645 | 2.5916 | N/A | N/A | N/A | N/A | -319.1914 | 286.9396 | N/A | 15484.5 | 3.624 | 0.9924 | 27.84% | 3765.84 | 546.46 | 2461.8952 | 3.565 | 93006.9 | 4782.96
HPWH_TankOutside | HPWH in Exterior Closet |  | 240V Fed. Min. HPWH, Exterior Closet | PGE | PGE | CZ01 | 1992-2010 | Std | Mixed-fuel | Mixed-fuel | -1725.58 | 180.759 | 4751.0613 | 6972.7834 | 2501.0666 | -320.8024 | -238.326 | N/A | -4232.1805 | 2963.6233 | 0 | 0.42503 | -2351.8524 | 4942.8686 | 0 | 0.70888 | N/A | N/A | N/A | N/A | -14.8099 | -19.9351 | N/A | 9473.85 | 1.3587 | 0.89032 | 24.97% | 3765.84 | 546.46 | 2461.8952 | 3.565 | 93006.9 | 5491.42
HPWH_TankInside_NotDucted | HPWH in interior closet, not ducted |  | 240V Fed. Min. HPWH, Interior Closet, Not Ducted | PGE | PGE | CZ01 | 1992-2010 | Std | Mixed-fuel | Mixed-fuel | -1234.06 | 127.626 | 4412.5691 | 6634.2911 | 275.4589 | -240.2082 | -207.6312 | N/A | -3317.264 | 1705.8996 | 0 | 0.25713 | -2574.5604 | 2487.6741 | 0 | 0.37497 | N/A | N/A | N/A | N/A | -18.3698 | -21.252 | N/A | 6909.75 | 1.0415 | 0.6434 | 18.05% | 3765.84 | 546.46 | 2461.8952 | 3.565 | 93006.9 | 4999.9
HPWH_TankInside_Ducted | HPWH in interior closet, ducted outside |  | 240V Fed. Min. HPWH, Interior Closet, Ducted | PGE | PGE | CZ01 | 1992-2010 | Std | Mixed-fuel | Mixed-fuel | -1614.8 | 197.178 | 5491.8272 | 7713.5493 | 4540.8507 | -234.8055 | -163.3141 | N/A | -1984.9464 | 6019.1246 | 0 | 0.78033 | -355.0573 | 7734.7562 | 0 | 1.0027 | N/A | N/A | N/A | N/A | -23.3888 | -33.6274 | N/A | 12254.4 | 1.5887 | 0.99985 | 28.05% | 3765.84 | 546.46 | 2461.8952 | 3.565 | 93006.9 | 5380.64
HPSH_9.5HSPF2_17SEER2 | New HPSH 9.5 HSPF2, 17 SEER2 |  | High Efficiency HPSH | PGE | PGE | CZ01 | 1992-2010 | Std | Mixed-fuel | Mixed-fuel | -2366.63 | 304.746 | 6971.8009 | 10367.4368 | 6937.4632 | -47.3107 | -97.1033 | N/A | 4115.7635 | 16836.874 | 0.39699 | 1.624 | 2980.5707 | 15641.963 | 0.28749 | 1.5088 | N/A | N/A | N/A | N/A | -147.3621 | -71.7977 | N/A | 17304.9 | 1.6692 | 1.4221 | 40.47% | 3755.56 | 537.96 | 2435.6875 | 3.514 | 89832.3 | 6122.19
MSHP | Ducted MSHP 9.5 HSPF2, 16.5 SEER2 |  | High Eff MSHP | PGE | PGE | CZ01 | 1992-2010 | Std | Mixed-fuel | Mixed-fuel | -2366.63 | 304.746 | 3643.3589 | 6070.1044 | 11234.7956 | -47.3107 | -97.1033 | N/A | 4115.7635 | 16836.874 | 0.67804 | 2.7737 | 2980.5707 | 15641.963 | 0.49102 | 2.5769 | N/A | N/A | N/A | N/A | -77.0092 | -37.5204 | N/A | 17304.9 | 2.8508 | 1.4221 | 40.47% | 3755.56 | 537.96 | 2435.6875 | 3.514 | 89832.3 | 6122.19
PV_3kW | 3kW PV |  | 3kW PV | PGE | PGE | CZ01 | 1992-2010 | Std | Mixed-fuel | Mixed-fuel | 3765.8401 | 0 | 9608.1502 | 11574.2633 | -3931.9133 | 650.2169 | N/A | 492.0016 | 14823.9024 | 15603.7329 | 1.2808 | 1.3481 | N/A | N/A | N/A | N/A | 11216.8465 | 11806.9232 | 0.96912 | 1.0201 | 14.7768 | N/A | 19.5287 | 7642.35 | 0.66029 | 0.09491 | 2.622% | 3765.84 | 555.766 | 2484.4927 | 3.6195 | 94122.45 | -0.00014593
AE | All Electric |  | All Electric | PGE | PGE | CZ01 | 1992-2010 | Std | All Electric | Mixed-fuel | -5576.48 | 555.766 | 9323.1145 | 13059.3699 | 13930.2801 | -906.2036 | -701.1892 | N/A | -12028.4483 | 8117.7927 | 0 | 0.62161 | -7354.4502 | 13037.6726 | 0 | 0.99834 | N/A | N/A | N/A | N/A | -10.2881 | -13.2961 | N/A | 26989.65 | 2.0667 | 2.5805 | 71.29% | 3765.84 | 555.766 | 2484.4927 | 3.6195 | 94122.45 | 9342.32
VCHP_base | Base VCHP |  | Base VCHP | PGE | PGE | CZ01 | 1992-2010 | Std | Mixed-fuel | Mixed-fuel | -2091.64 | 272.369 | 9055.6753 | 14448.4937 | 3150.5563 | -24.6585 | -125.7157 | N/A | 4037.5668 | 15323.0882 | 0.27945 | 1.0605 | 1733.6242 | 12897.9438 | 0.11999 | 0.89268 | N/A | N/A | N/A | N/A | -367.244 | -72.033 | N/A | 17599.05 | 1.2181 | 1.2855 | 39.08% | 3471.37 | 505.583 | 2237.2484 | 3.2893 | 85714.2 | 5563.01
VCHP_Fujitsu48 | Fujitsu 48 VCHP |  | Fujitsu 48 VCHP | PGE | PGE | CZ01 | 1992-2010 | Std | Mixed-fuel | Mixed-fuel | -779.41 | 272.369 | 12639.7411 | 20333.035 | 7472.465 | 430.6488 | 273.4846 | N/A | 14417.8409 | 26249.4301 | 0.70908 | 1.291 | 10834.7501 | 22477.8462 | 0.53286 | 1.1055 | N/A | N/A | N/A | N/A | 29.3505 | 46.2174 | N/A | 27805.5 | 1.3675 | 1.4827 | 45.08% | 3471.37 | 505.583 | 2237.2484 | 3.2893 | 85714.2 | 4250.78
HPWH_PV | HPWH + 3kW PV |  | 240V Fed. Min. HPWH + 3kW PV | PGE | PGE | CZ01 | 1992-2010 | Std | Mixed-fuel | Mixed-fuel | 2166.09 | 182.568 | 13940.1604 | 18127.9956 | 1702.1544 | 557.6902 | N/A | 484.0169 | 15828.0692 | 24156.2741 | 0.87313 | 1.3325 | N/A | N/A | N/A | N/A | 14148.4373 | 22388.2829 | 0.78047 | 1.235 | 24.9962 | N/A | 28.801 | 19830.15 | 1.0939 | 1.0025 | 28.12% | 3765.84 | 546.46 | 2461.8952 | 3.565 | 93006.9 | 1599.75
HPSH_PV | HPSH + 3kW PV |  | HPSH + 3kW PV | PGE | PGE | CZ01 | 1992-2010 | Std | Mixed-fuel | Mixed-fuel | 1005.56 | 304.746 | 13649.2545 | 17129.9009 | 4803.6991 | 428.591 | N/A | 368.4575 | 14965.5584 | 28257.4365 | 0.87365 | 1.6496 | N/A | N/A | N/A | N/A | 13594.6104 | 26814.368 | 0.79362 | 1.5654 | 31.8468 | N/A | 37.0443 | 21933.6 | 1.2804 | 1.4505 | 41.28% | 3755.56 | 537.96 | 2435.6875 | 3.514 | 89832.3 | 2750
HPSH_RCV_300CFM | New HPSH |  | Heat Pump Space Heater | PGE | PGE | CZ02 | 1992-2010 | Std | Mixed-fuel | Mixed-fuel | -2136.18 | 221.827 | 1096.1794 | 1898.4186 | 7209.1314 | -302.3918 | -288.9904 | N/A | -3242.1777 | 5378.5406 | 0 | 2.8332 | -2936.6478 | 5700.1433 | 0 | 3.0026 | N/A | N/A | N/A | N/A | -3.625 | -3.7931 | N/A | 9107.55 | 4.7974 | 0.94413 | 31.79% | 3771.45 | 444.187 | 2162.5473 | 2.9696 | 79254 | 5907.63
DFHP_RCV_300CFM_35F | DFHP, Existing Furnace 35F |  | Dual Fuel Heat Pump (existing furnace) | PGE | PGE | CZ02 | 1992-2010 | Std | Mixed-fuel | Mixed-fuel | -1505.42 | 181.72 | 1987.2433 | 810.8035 | 6864.8465 | -131.4135 | -184.2798 | N/A | 31.2417 | 7320.5121 | 0.038532 | 9.0287 | -1174.0264 | 6051.8394 | 0 | 7.464 | N/A | N/A | N/A | N/A | -15.1221 | -10.7838 | N/A | 7675.65 | 9.4667 | 0.82418 | 27.45% | 3771.45 | 449.875 | 2176.609 | 3.0029 | 78027.45 | 5276.87
AtticInsulation_R38 | Attic Insulation: R-38 |  | Attic Insulation: R-38 | PGE | PGE | CZ02 | 1992-2010 | Std | Mixed-fuel | Mixed-fuel | 13.29 | 3.779 | 1781.4608 | 1781.4608 | -1215.3608 | 15.0023 | N/A | N/A | 410.5269 | 597.0229 | 0.23044 | 0.33513 | N/A | N/A | N/A | N/A | N/A | N/A | N/A | N/A | 118.746 | N/A | N/A | 566.1 | 0.31777 | 0.0235 | 0.7705% | 3797.34 | 457.376 | 2205.866 | 3.0501 | 82584 | 3784.05
AtticInsulation_R49 | Attic Insulation: R-49 |  | Attic Insulation: R-49 | PGE | PGE | CZ02 | 1992-2010 | Std | Mixed-fuel | Mixed-fuel | 24.25 | 6.99 | 1827.4739 | 1827.4739 | -778.5239 | 27.5567 | N/A | N/A | 754.9106 | 1099.5428 | 0.41309 | 0.60167 | N/A | N/A | N/A | N/A | N/A | N/A | N/A | N/A | 66.3169 | N/A | N/A | 1048.95 | 0.57399 | 0.04349 | 1.426% | 3797.34 | 457.376 | 2205.866 | 3.0501 | 82584 | 3773.09
Windows_0.28UFactor0.23SHGC | New Windows: 0.28 U-factor, 0.23 SHGC |  | Window Upgrade: 0.28 vs 0.30 U-factor | PGE | PGE | CZ02 | 1992-2010 | Std | Mixed-fuel | Mixed-fuel | 47.36 | 22.982 | 11462.7824 | 11462.7824 | -8216.0324 | 76.7875 | N/A | N/A | 2167.2467 | 3284.1885 | 0.18907 | 0.28651 | N/A | N/A | N/A | N/A | N/A | N/A | N/A | N/A | 149.2792 | N/A | N/A | 3246.75 | 0.28324 | 0.14066 | 4.612% | 3797.34 | 457.376 | 2205.866 | 3.0501 | 82584 | 3749.98
Roof_RB | Roofing: Radiant Barrier |  | Radiant Barrier (at roof replacement) | PGE | PGE | CZ02 | 1992-2010 | Std | Mixed-fuel | Mixed-fuel | 25.1 | 5.994 | 892.9455 | 892.9455 | 56.1045 | 25.2306 | N/A | N/A | 683.4152 | 979.8364 | 0.76535 | 1.0973 | N/A | N/A | N/A | N/A | N/A | N/A | N/A | N/A | 35.3914 | N/A | N/A | 949.05 | 1.0628 | 0.03808 | 1.248% | 3797.34 | 457.376 | 2205.866 | 3.0501 | 82584 | 3772.24
Roof_0.20Ref | Roofing: Steep Sloped, 0.20 Ref. |  | 0.20 Solar Reflectance Cool Roof (at roof replacement) | PGE | PGE | CZ02 | 1992-2010 | Std | Mixed-fuel | Mixed-fuel | 11.45 | -7.684 | 892.9455 | 1203.407 | -2069.207 | -13.8912 | N/A | N/A | -455.0302 | -811.9794 | 0 | 0 | N/A | N/A | N/A | N/A | N/A | N/A | N/A | N/A | -64.2812 | N/A | N/A | -865.8 | 0 | -0.04399 | -1.442% | 3797.34 | 457.376 | 2205.866 | 3.0501 | 82584 | 3785.89
Roof_0.25Ref | Roofing: Steep Sloped, 0.25 Ref. |  | 0.25 Solar Reflectance Cool Roof (at roof replacement) | PGE | PGE | CZ02 | 1992-2010 | Std | Mixed-fuel | Mixed-fuel | 17.22 | -11.674 | 1785.8911 | 2406.8139 | -3738.8139 | -21.2944 | N/A | N/A | -696.1478 | -1239.9231 | 0 | 0 | N/A | N/A | N/A | N/A | N/A | N/A | N/A | N/A | -83.8668 | N/A | N/A | -1332 | 0 | -0.06674 | -2.188% | 3797.34 | 457.376 | 2205.866 | 3.0501 | 82584 | 3780.12
Ducts_R6 | New Ducts: R-6 |  | New Ducts: R-6 | PGE | PGE | CZ02 | 1992-2010 | Std | Mixed-fuel | Mixed-fuel | 87.68 | 15.669 | 4808.3746 | 4808.3746 | -2161.0246 | 74.7262 | N/A | N/A | 1987.6167 | 2775.8138 | 0.41337 | 0.57729 | N/A | N/A | N/A | N/A | N/A | N/A | N/A | N/A | 64.3466 | N/A | N/A | 2647.35 | 0.55057 | 0.10379 | 3.403% | 3797.34 | 457.376 | 2205.866 | 3.0501 | 82584 | 3709.66
Ducts_R8 | New Ducts: R-8 |  | New Ducts: R-8 | PGE | PGE | CZ02 | 1992-2010 | Std | Mixed-fuel | Mixed-fuel | 92.65 | 18.992 | 6311.1144 | 6311.1144 | -3214.2144 | 84.9805 | N/A | N/A | 2281.6161 | 3230.2398 | 0.36152 | 0.51183 | N/A | N/A | N/A | N/A | N/A | N/A | N/A | N/A | 74.2654 | N/A | N/A | 3096.9 | 0.49071 | 0.12391 | 4.062% | 3797.34 | 457.376 | 2205.866 | 3.0501 | 82584 | 3704.69
DuctSealing_10% | Duct Sealing: 10% |  | Duct Sealing: 10% | PGE | PGE | CZ02 | 1992-2010 | Std | Mixed-fuel | Mixed-fuel | 10.79 | 7.501 | 1400.2974 | 1400.2974 | -367.9974 | 22.9801 | N/A | N/A | 659.878 | 1021.9128 | 0.47124 | 0.72978 | N/A | N/A | N/A | N/A | N/A | N/A | N/A | N/A | 60.9352 | N/A | N/A | 1032.3 | 0.7372 | 0.04536 | 1.487% | 3797.34 | 457.376 | 2205.866 | 3.0501 | 82584 | 3786.55
HPWH | HPWH |  | 240V Fed. Min. HPWH | PGE | PGE | CZ02 | 1992-2010 | Std | Mixed-fuel | Mixed-fuel | -1581.47 | 171.337 | 4332.0102 | 6553.7323 | 2903.4677 | -289.1521 | -281.2188 | N/A | -3818.9479 | 2656.31 | 0 | 0.40531 | -3638.0814 | 2846.6912 | 0 | 0.43436 | N/A | N/A | N/A | N/A | -14.9818 | -15.4044 | N/A | 9457.2 | 1.443 | 0.84619 | 28.24% | 3797.34 | 448.238 | 2183.9342 | 2.9967 | 81485.1 | 5378.81
HPWH_HighEfficiency | High Efficiency HPWH |  | 240V Market Std. NEEA HPWH | PGE | PGE | CZ02 | 1992-2010 | Std | Mixed-fuel | Mixed-fuel | -1204.32 | 171.519 | 5192.8306 | 7967.0806 | 4204.0694 | -127.9354 | -156.5811 | N/A | -140.521 | 6535.3363 | 0 | 0.82029 | -793.5962 | 5847.9052 | 0 | 0.73401 | N/A | N/A | N/A | N/A | -40.5895 | -33.1638 | N/A | 12171.15 | 1.5277 | 0.88576 | 29.56% | 3797.34 | 448.238 | 2183.9342 | 2.9967 | 81485.1 | 5001.66
HPWH_HighEfficiency_DR | High Efficiency HPWH with Demand Response |  | 240V Market Std. NEEA HPWH + DR | PGE | PGE | CZ02 | 1992-2010 | Std | Mixed-fuel | Mixed-fuel | -1058.91 | 171.546 | 5192.8306 | 7967.0806 | 5652.6194 | -64.6758 | -102.6964 | N/A | 1302.1383 | 8054.9505 | 0.16344 | 1.011 | 435.3297 | 7142.5423 | 0.054641 | 0.89651 | N/A | N/A | N/A | N/A | -80.2902 | -50.5649 | N/A | 13619.7 | 1.7095 | 0.90868 | 30.32% | 3797.34 | 448.238 | 2183.9342 | 2.9967 | 81485.1 | 4856.25
HPWH_120V | 120V HPWH |  | 120V Market Std. NEEA HPWH | PGE | PGE | CZ02 | 1992-2010 | Std | Mixed-fuel | Mixed-fuel | -950.19 | 171.976 | 2892.8863 | 4272.7328 | 10279.3672 | -18.7984 | -69.4139 | N/A | 2355.0473 | 9180.0452 | 0.55118 | 2.1485 | 1201.0937 | 7965.3864 | 0.28111 | 1.8642 | N/A | N/A | N/A | N/A | -153.8904 | -41.6759 | N/A | 14552.1 | 3.4058 | 0.9291 | 31% | 3797.34 | 448.238 | 2183.9342 | 2.9967 | 81485.1 | 4747.53
HPWH_TankOutside | HPWH in Exterior Closet |  | 240V Fed. Min. HPWH, Exterior Closet | PGE | PGE | CZ02 | 1992-2010 | Std | Mixed-fuel | Mixed-fuel | -1615.62 | 170.073 | 4751.0613 | 6972.7834 | 2051.5166 | -306.7984 | -295.9233 | N/A | -4241.8016 | 2161.7517 | 0 | 0.31003 | -3993.8668 | 2422.7294 | 0 | 0.34746 | N/A | N/A | N/A | N/A | -15.4859 | -16.055 | N/A | 9024.3 | 1.2942 | 0.83419 | 27.84% | 3797.34 | 448.238 | 2183.9342 | 2.9967 | 81485.1 | 5412.96
HPWH_TankInside_NotDucted | HPWH in interior closet, not ducted |  | 240V Fed. Min. HPWH, Interior Closet, Not Ducted | PGE | PGE | CZ02 | 1992-2010 | Std | Mixed-fuel | Mixed-fuel | -1203.96 | 132.923 | 4412.5691 | 6634.2911 | 1008.0589 | -217.8042 | -248.501 | N/A | -2824.0647 | 2182.7325 | 0 | 0.32901 | -3523.9035 | 1446.0778 | 0 | 0.21797 | N/A | N/A | N/A | N/A | -20.2593 | -17.7567 | N/A | 7642.35 | 1.1519 | 0.67439 | 22.5% | 3797.34 | 448.238 | 2183.9342 | 2.9967 | 81485.1 | 5001.3
HPWH_TankInside_Ducted | HPWH in interior closet, ducted outside |  | 240V Fed. Min. HPWH, Interior Closet, Ducted | PGE | PGE | CZ02 | 1992-2010 | Std | Mixed-fuel | Mixed-fuel | -1536.38 | 181.223 | 5491.8272 | 7713.5493 | 3308.7507 | -250.0304 | -248.3223 | N/A | -2766.7771 | 4149.6292 | 0 | 0.53797 | -2727.8353 | 4190.6196 | 0 | 0.54328 | N/A | N/A | N/A | N/A | -21.9646 | -22.1157 | N/A | 11022.3 | 1.429 | 0.91086 | 30.4% | 3797.34 | 448.238 | 2183.9342 | 2.9967 | 81485.1 | 5333.72
HPSH_9.5HSPF2_17SEER2 | New HPSH 9.5 HSPF2, 17 SEER2 |  | High Efficiency HPSH | PGE | PGE | CZ02 | 1992-2010 | Std | Mixed-fuel | Mixed-fuel | -1761.08 | 221.827 | 4049.8042 | 6747.8627 | 5373.3373 | -150.3711 | -175.135 | N/A | 223.6502 | 9026.6928 | 0.033144 | 1.3377 | -340.9274 | 8432.4149 | 0 | 1.2496 | N/A | N/A | N/A | N/A | -26.9321 | -23.1239 | N/A | 12121.2 | 1.7963 | 1.005 | 33.84% | 3771.45 | 444.187 | 2162.5473 | 2.9696 | 79254 | 5532.53
MSHP | Ducted MSHP 9.5 HSPF2, 16.5 SEER2 |  | High Eff MSHP | PGE | PGE | CZ02 | 1992-2010 | Std | Mixed-fuel | Mixed-fuel | -1762.7 | 221.827 | 1431.3643 | 3090.6078 | 9013.9422 | -151.028 | -175.6201 | N/A | 208.6734 | 9010.9282 | 0.067519 | 2.9156 | -351.9861 | 8420.7745 | 0 | 2.7246 | N/A | N/A | N/A | N/A | -9.4775 | -8.1503 | N/A | 12104.55 | 3.9166 | 1.0047 | 33.83% | 3771.45 | 444.187 | 2162.5473 | 2.9696 | 79254 | 5534.15
PV_3kW | 3kW PV |  | 3kW PV | PGE | PGE | CZ02 | 1992-2010 | Std | Mixed-fuel | Mixed-fuel | 3797.3399 | 0 | 9608.1502 | 11574.2633 | -3748.7633 | 620.3874 | N/A | 446.986 | 14143.8369 | 14887.8918 | 1.222 | 1.2863 | N/A | N/A | N/A | N/A | 10190.5627 | 10726.6504 | 0.88045 | 0.92677 | 15.4873 | N/A | 21.4954 | 7825.5 | 0.67611 | 0.09147 | 2.999% | 3797.34 | 457.376 | 2205.866 | 3.0501 | 82584 | 7.8035e-05
AE | All Electric |  | All Electric | PGE | PGE | CZ02 | 1992-2010 | Std | All Electric | Mixed-fuel | -4751.02 | 457.376 | 6378.1896 | 9402.1509 | 11593.4991 | -967.7504 | -728.2629 | N/A | -15184.2804 | 576.697 | 0 | 0.061337 | -9724.3496 | 6323.8544 | 0 | 0.6726 | N/A | N/A | N/A | N/A | -6.5907 | -8.7581 | N/A | 20995.65 | 2.2331 | 2.089 | 68.49% | 3797.34 | 457.376 | 2205.866 | 3.0501 | 82584 | 8548.36
VCHP_base | Base VCHP |  | Base VCHP | PGE | PGE | CZ02 | 1992-2010 | Std | Mixed-fuel | Mixed-fuel | -1563.28 | 197.693 | 11081.0734 | 17976.4839 | -5738.7339 | -131.0523 | -196.6299 | N/A | 226.8094 | 7977.3428 | 0.012617 | 0.44377 | -1268.254 | 6403.6296 | 0 | 0.35622 | N/A | N/A | N/A | N/A | -84.5546 | -56.355 | N/A | 12237.75 | 0.68076 | 0.90256 | 32.26% | 3554.88 | 420.053 | 2014.7134 | 2.7982 | 76040.55 | 5118.16
VCHP_Fujitsu48 | Fujitsu 48 VCHP |  | Fujitsu 48 VCHP | PGE | PGE | CZ02 | 1992-2010 | Std | Mixed-fuel | Mixed-fuel | -540.11 | 197.693 | 14838.0577 | 24144.9334 | -3682.0834 | 267.2051 | 113.3739 | N/A | 9306.438 | 17534.6169 | 0.38544 | 0.72622 | 5799.3347 | 13843.018 | 0.24019 | 0.57333 | N/A | N/A | N/A | N/A | 55.5306 | 130.8772 | N/A | 20462.85 | 0.8475 | 1.0699 | 38.24% | 3554.88 | 420.053 | 2014.7134 | 2.7982 | 76040.55 | 4094.99
HPWH_PV | HPWH + 3kW PV |  | 240V Fed. Min. HPWH + 3kW PV | PGE | PGE | CZ02 | 1992-2010 | Std | Mixed-fuel | Mixed-fuel | 2966.995 | 171.337 | 13940.1604 | 18127.9956 | 1768.7544 | 597.9809 | N/A | 481.6078 | 16406.26 | 23945.4911 | 0.90502 | 1.3209 | N/A | N/A | N/A | N/A | 13753.1411 | 21152.8015 | 0.75867 | 1.1669 | 23.3121 | N/A | 28.945 | 19896.75 | 1.0976 | 0.95575 | 31.89% | 3797.34 | 448.238 | 2183.9342 | 2.9967 | 81485.1 | 830.345
HPSH_PV | HPSH + 3kW PV |  | HPSH + 3kW PV | PGE | PGE | CZ02 | 1992-2010 | Std | Mixed-fuel | Mixed-fuel | 2412.29 | 221.827 | 10704.3296 | 13472.6819 | 4376.1181 | 422.7583 | N/A | 373.1152 | 13290.0799 | 22780.4989 | 0.98645 | 1.6909 | N/A | N/A | N/A | N/A | 12158.2973 | 21589.1775 | 0.90244 | 1.6024 | 25.3202 | N/A | 28.6891 | 17848.8 | 1.3248 | 1.0537 | 35.48% | 3771.45 | 444.187 | 2162.5473 | 2.9696 | 79254 | 1359.16
HPSH_RCV_300CFM | New HPSH |  | Heat Pump Space Heater | PGE | PGE | CZ03 | 1992-2010 | Std | Mixed-fuel | Mixed-fuel | -1402.26 | 163.279 | 944.4874 | 1340.6188 | 6201.8312 | -104.9959 | -134.7627 | N/A | 290.8662 | 6768.909 | 0.21696 | 5.0491 | -387.7692 | 6054.5731 | 0 | 4.5163 | N/A | N/A | N/A | N/A | -8.9955 | -7.0085 | N/A | 7542.45 | 5.6261 | 0.70982 | 27.27% | 3646.72 | 383.786 | 2041.7543 | 2.6025 | 71311.95 | 5048.98
DFHP_RCV_300CFM_35F | DFHP, Existing Furnace 35F |  | Dual Fuel Heat Pump (existing furnace) | PGE | PGE | CZ03 | 1992-2010 | Std | Mixed-fuel | Mixed-fuel | -1203.99 | 157.554 | 2041.2301 | 541.5984 | 6257.1516 | -35.4969 | -86.2 | N/A | 1794.4538 | 8156.8983 | 3.3133 | 15.0608 | 638.5052 | 6940.1395 | 1.1789 | 12.8142 | N/A | N/A | N/A | N/A | -57.5044 | -23.6802 | N/A | 6798.75 | 12.5531 | 0.71654 | 27.28% | 3646.72 | 387.973 | 2052.1606 | 2.627 | 70401.75 | 4850.71
AtticInsulation_R38 | Attic Insulation: R-38 |  | Attic Insulation: R-38 | PGE | PGE | CZ03 | 1992-2010 | Std | Mixed-fuel | Mixed-fuel | 4.92 | 3.521 | 1781.4608 | 1781.4608 | -1315.2608 | 10.759 | N/A | N/A | 309.232 | 479.4347 | 0.17358 | 0.26912 | N/A | N/A | N/A | N/A | N/A | N/A | N/A | N/A | 165.5787 | N/A | N/A | 466.2 | 0.2617 | 0.02135 | 0.803% | 3653.41 | 393.231 | 2067.9719 | 2.6588 | 73626.3 | 3648.49
AtticInsulation_R49 | Attic Insulation: R-49 |  | Attic Insulation: R-49 | PGE | PGE | CZ03 | 1992-2010 | Std | Mixed-fuel | Mixed-fuel | 8.94 | 6.464 | 1827.4739 | 1827.4739 | -945.0239 | 19.6959 | N/A | N/A | 566.3509 | 878.5615 | 0.30991 | 0.48075 | N/A | N/A | N/A | N/A | N/A | N/A | N/A | N/A | 92.7843 | N/A | N/A | 882.45 | 0.48288 | 0.03916 | 1.473% | 3653.41 | 393.231 | 2067.9719 | 2.6588 | 73626.3 | 3644.47
Windows_0.28UFactor0.35SHGC | New Windows: 0.28 U-factor, 0.35 SHGC |  | Window Upgrade: 0.28 vs 0.30 U-factor | PGE | PGE | CZ03 | 1992-2010 | Std | Mixed-fuel | Mixed-fuel | 31.99 | 37.216 | 11871.2871 | 11871.2871 | -6976.1871 | 104.0567 | N/A | N/A | 3039.2459 | 4804.6283 | 0.25602 | 0.40473 | N/A | N/A | N/A | N/A | N/A | N/A | N/A | N/A | 114.0848 | N/A | N/A | 4895.1 | 0.41235 | 0.2223 | 8.361% | 3653.41 | 393.231 | 2067.9719 | 2.6588 | 73626.3 | 3621.42
Roof_RB | Roofing: Radiant Barrier |  | Radiant Barrier (at roof replacement) | PGE | PGE | CZ03 | 1992-2010 | Std | Mixed-fuel | Mixed-fuel | 8.4 | 4.955 | 892.9455 | 892.9455 | -210.2955 | 15.6698 | N/A | N/A | 446.8455 | 686.0478 | 0.50042 | 0.7683 | N/A | N/A | N/A | N/A | N/A | N/A | N/A | N/A | 56.9851 | N/A | N/A | 682.65 | 0.76449 | 0.03031 | 1.14% | 3653.41 | 393.231 | 2067.9719 | 2.6588 | 73626.3 | 3645.01
Roof_0.20Ref | Roofing: Steep Sloped, 0.20 Ref. |  | 0.20 Solar Reflectance Cool Roof (at roof replacement) | PGE | PGE | CZ03 | 1992-2010 | Std | Mixed-fuel | Mixed-fuel | 0.22 | -5.879 | 892.9455 | 1203.407 | -1936.007 | -14.0846 | N/A | N/A | -425.5853 | -699.4919 | 0 | 0 | N/A | N/A | N/A | N/A | N/A | N/A | N/A | N/A | -63.3989 | N/A | N/A | -732.6 | 0 | -0.03426 | -1.289% | 3653.41 | 393.231 | 2067.9719 | 2.6588 | 73626.3 | 3653.19
Roof_0.25Ref | Roofing: Steep Sloped, 0.25 Ref. |  | 0.25 Solar Reflectance Cool Roof (at roof replacement) | PGE | PGE | CZ03 | 1992-2010 | Std | Mixed-fuel | Mixed-fuel | -0.67 | -8.91 | 1785.8911 | 2406.8139 | -3522.3639 | -21.7607 | N/A | N/A | -654.4731 | -1070.1358 | 0 | 0 | N/A | N/A | N/A | N/A | N/A | N/A | N/A | N/A | -82.0694 | N/A | N/A | -1115.55 | 0 | -0.05209 | -1.959% | 3653.41 | 393.231 | 2067.9719 | 2.6588 | 73626.3 | 3654.08
Ducts_R6 | New Ducts: R-6 |  | New Ducts: R-6 | PGE | PGE | CZ03 | 1992-2010 | Std | Mixed-fuel | Mixed-fuel | 50.21 | 11.666 | 4808.3746 | 4808.3746 | -2943.5746 | 49.6196 | N/A | N/A | 1343.8851 | 1926.4728 | 0.27949 | 0.40065 | N/A | N/A | N/A | N/A | N/A | N/A | N/A | N/A | 96.9047 | N/A | N/A | 1864.8 | 0.38782 | 0.07585 | 2.853% | 3653.41 | 393.231 | 2067.9719 | 2.6588 | 73626.3 | 3603.2
Ducts_R8 | New Ducts: R-8 |  | New Ducts: R-8 | PGE | PGE | CZ03 | 1992-2010 | Std | Mixed-fuel | Mixed-fuel | 53.17 | 14.441 | 6311.1144 | 6311.1144 | -4063.3644 | 57.7337 | N/A | N/A | 1579.4598 | 2296.2176 | 0.25027 | 0.36384 | N/A | N/A | N/A | N/A | N/A | N/A | N/A | N/A | 109.3142 | N/A | N/A | 2247.75 | 0.35616 | 0.09255 | 3.481% | 3653.41 | 393.231 | 2067.9719 | 2.6588 | 73626.3 | 3600.24
DuctSealing_10% | Duct Sealing: 10% |  | Duct Sealing: 10% | PGE | PGE | CZ03 | 1992-2010 | Std | Mixed-fuel | Mixed-fuel | 6.69 | 5.258 | 1400.2974 | 1400.2974 | -684.3474 | 15.8112 | N/A | N/A | 456.3082 | 711.0251 | 0.32587 | 0.50777 | N/A | N/A | N/A | N/A | N/A | N/A | N/A | N/A | 88.5634 | N/A | N/A | 715.95 | 0.51128 | 0.03181 | 1.196% | 3653.41 | 393.231 | 2067.9719 | 2.6588 | 73626.3 | 3646.72
HPWH | HPWH |  | 240V Fed. Min. HPWH | PGE | PGE | CZ03 | 1992-2010 | Std | Mixed-fuel | Mixed-fuel | -1361.79 | 169.33 | 4332.0102 | 6553.7323 | 4285.4177 | -221.1263 | -167.2635 | N/A | -2365.4328 | 3951.9021 | 0 | 0.603 | -1137.4478 | 5244.4868 | 0 | 0.80023 | N/A | N/A | N/A | N/A | -19.5907 | -25.8993 | N/A | 10839.15 | 1.6539 | 0.86349 | 33.14% | 3653.41 | 384.12 | 2046.8975 | 2.6056 | 72527.4 | 5015.2
HPWH_HighEfficiency | High Efficiency HPWH |  | 240V Market Std. NEEA HPWH | PGE | PGE | CZ03 | 1992-2010 | Std | Mixed-fuel | Mixed-fuel | -1047.9 | 169.486 | 5192.8306 | 7967.0806 | 5186.4194 | -85.6211 | -60.8607 | N/A | 726.3455 | 7212.2897 | 0.091168 | 0.90526 | 1290.8426 | 7806.4829 | 0.16202 | 0.97984 | N/A | N/A | N/A | N/A | -60.649 | -85.3232 | N/A | 13153.5 | 1.651 | 0.90061 | 34.56% | 3653.41 | 384.12 | 2046.8975 | 2.6056 | 72527.4 | 4701.31
HPWH_HighEfficiency_DR | High Efficiency HPWH with Demand Response |  | 240V Market Std. NEEA HPWH + DR | PGE | PGE | CZ03 | 1992-2010 | Std | Mixed-fuel | Mixed-fuel | -970.87 | 169.507 | 5192.8306 | 7967.0806 | 6202.0694 | -50.8475 | -28.1896 | N/A | 1519.4622 | 8047.9371 | 0.19072 | 1.0101 | 2036.0261 | 8591.6755 | 0.25555 | 1.0784 | N/A | N/A | N/A | N/A | -102.1255 | -184.2106 | N/A | 14169.15 | 1.7785 | 0.91676 | 35.18% | 3653.41 | 384.12 | 2046.8975 | 2.6056 | 72527.4 | 4624.28
HPWH_120V | 120V HPWH |  | 120V Market Std. NEEA HPWH | PGE | PGE | CZ03 | 1992-2010 | Std | Mixed-fuel | Mixed-fuel | -936.24 | 169.92 | 2892.8863 | 4272.7328 | 10062.9172 | -34.778 | -16.5823 | N/A | 1892.4272 | 8456.421 | 0.44291 | 1.9792 | 2307.2586 | 8893.0751 | 0.54 | 2.0814 | N/A | N/A | N/A | N/A | -83.1816 | -174.4561 | N/A | 14335.65 | 3.3551 | 0.91635 | 35.17% | 3653.41 | 384.12 | 2046.8975 | 2.6056 | 72527.4 | 4589.65
HPWH_TankOutside | HPWH in Exterior Closet |  | 240V Fed. Min. HPWH, Exterior Closet | PGE | PGE | CZ03 | 1992-2010 | Std | Mixed-fuel | Mixed-fuel | -1381.98 | 168.247 | 4751.0613 | 6972.7834 | 3566.6666 | -232.2454 | -176.6857 | N/A | -2636.1942 | 3625.3362 | 0 | 0.51993 | -1369.5217 | 4958.6437 | 0 | 0.71114 | N/A | N/A | N/A | N/A | -20.4571 | -26.8899 | N/A | 10539.45 | 1.5115 | 0.85398 | 32.78% | 3653.41 | 384.12 | 2046.8975 | 2.6056 | 72527.4 | 5035.39
HPWH_TankInside_NotDucted | HPWH in interior closet, not ducted |  | 240V Fed. Min. HPWH, Interior Closet, Not Ducted | PGE | PGE | CZ03 | 1992-2010 | Std | Mixed-fuel | Mixed-fuel | -1172.68 | 132.78 | 4412.5691 | 6634.2911 | 1224.5089 | -222.6355 | -188.3118 | N/A | -2989.3045 | 1876.1723 | 0 | 0.2828 | -2206.7784 | 2699.8642 | 0 | 0.40696 | N/A | N/A | N/A | N/A | -19.8197 | -23.4323 | N/A | 7858.8 | 1.1846 | 0.67851 | 26.04% | 3653.41 | 384.12 | 2046.8975 | 2.6056 | 72527.4 | 4826.09
HPWH_TankInside_Ducted | HPWH in interior closet, ducted outside |  | 240V Fed. Min. HPWH, Interior Closet, Ducted | PGE | PGE | CZ03 | 1992-2010 | Std | Mixed-fuel | Mixed-fuel | -1323.98 | 178.644 | 5491.8272 | 7713.5493 | 4574.1507 | -185.6747 | -136.339 | N/A | -1409.8403 | 5312.4906 | 0 | 0.68872 | -285.0655 | 6496.4358 | 0 | 0.84221 | N/A | N/A | N/A | N/A | -29.5777 | -40.2807 | N/A | 12287.7 | 1.593 | 0.92394 | 35.46% | 3653.41 | 384.12 | 2046.8975 | 2.6056 | 72527.4 | 4977.39
HPSH_9.5HSPF2_17SEER2 | New HPSH 9.5 HSPF2, 17 SEER2 |  | High Efficiency HPSH | PGE | PGE | CZ03 | 1992-2010 | Std | Mixed-fuel | Mixed-fuel | -1136.93 | 163.279 | 3852.2557 | 6114.7729 | 3658.7771 | 1.9352 | -54.5037 | N/A | 2728.7215 | 9335.0108 | 0.44625 | 1.5266 | 1442.007 | 7980.607 | 0.23582 | 1.3051 | N/A | N/A | N/A | N/A | 1990.6689 | -70.6788 | N/A | 9773.55 | 1.5984 | 0.75419 | 28.98% | 3646.72 | 383.786 | 2041.7543 | 2.6025 | 71311.95 | 4783.65
MSHP | Ducted MSHP 9.5 HSPF2, 16.5 SEER2 |  | High Eff MSHP | PGE | PGE | CZ03 | 1992-2010 | Std | Mixed-fuel | Mixed-fuel | -1133.16 | 163.279 | 1447.5536 | 2808.4461 | 6998.4039 | 3.4469 | -53.3706 | N/A | 2763.1871 | 9371.2894 | 0.98388 | 3.3368 | 1467.8398 | 8007.7988 | 0.52265 | 2.8513 | N/A | N/A | N/A | N/A | 419.9571 | -27.1227 | N/A | 9806.85 | 3.4919 | 0.75486 | 29% | 3646.72 | 383.786 | 2041.7543 | 2.6025 | 71311.95 | 4779.88
PV_3kW | 3kW PV |  | 3kW PV | PGE | PGE | CZ03 | 1992-2010 | Std | Mixed-fuel | Mixed-fuel | 3653.4108 | 0 | 9608.1502 | 11574.2633 | -3815.3633 | 658.1845 | N/A | 494.8263 | 15005.5507 | 15794.9372 | 1.2965 | 1.3647 | N/A | N/A | N/A | N/A | 11281.2458 | 11874.7103 | 0.97468 | 1.026 | 14.598 | N/A | 19.4172 | 7758.9 | 0.67036 | 0.0931 | 3.502% | 3653.41 | 393.231 | 2067.9719 | 2.6588 | 73626.3 | -0.00076038
AE | All Electric |  | All Electric | PGE | PGE | CZ03 | 1992-2010 | Std | All Electric | Mixed-fuel | -3818.43 | 393.231 | 6226.4976 | 8844.3511 | 11052.3989 | -714.0218 | -537.3886 | N/A | -10503.6684 | 2845.8518 | 0 | 0.32177 | -6476.7152 | 7084.6481 | 0 | 0.80104 | N/A | N/A | N/A | N/A | -8.7203 | -11.5866 | N/A | 19896.75 | 2.2497 | 1.8483 | 69.52% | 3653.41 | 393.231 | 2067.9719 | 2.6588 | 73626.3 | 7471.84
VCHP_base | Base VCHP |  | Base VCHP | PGE | PGE | CZ03 | 1992-2010 | Std | Mixed-fuel | Mixed-fuel | -1009.9 | 142.744 | 6685.4318 | 10658.1642 | -1234.2642 | 1.1719 | -84.0774 | N/A | 2336.9651 | 8021.4458 | 0.21927 | 0.75261 | 393.4183 | 5975.6562 | 0.036912 | 0.56066 | N/A | N/A | N/A | N/A | 5704.7517 | -79.5152 | N/A | 9423.9 | 0.8842 | 0.6623 | 26.93% | 3492.79 | 363.251 | 1927.4583 | 2.4597 | 68564.7 | 4502.69
VCHP_Fujitsu48 | Fujitsu 48 VCHP |  | Fujitsu 48 VCHP | PGE | PGE | CZ03 | 1992-2010 | Std | Mixed-fuel | Mixed-fuel | -399.2 | 142.744 | 10096.5791 | 16258.7971 | -1673.3971 | 239.3593 | 100.3611 | N/A | 7767.2559 | 13737.4041 | 0.47773 | 0.84492 | 4598.3185 | 10401.7607 | 0.28282 | 0.63976 | N/A | N/A | N/A | N/A | 42.1817 | 100.6026 | N/A | 14585.4 | 0.89708 | 0.7684 | 31.24% | 3492.79 | 363.251 | 1927.4583 | 2.4597 | 68564.7 | 3891.99
HPWH_PV | HPWH + 3kW PV |  | 240V Fed. Min. HPWH + 3kW PV | PGE | PGE | CZ03 | 1992-2010 | Std | Mixed-fuel | Mixed-fuel | 3378.579 | 169.33 | 13940.1604 | 18127.9956 | 3367.1544 | 707.5461 | N/A | 605.4948 | 18806.8082 | 26237.9362 | 1.0374 | 1.4474 | N/A | N/A | N/A | N/A | 16480.2025 | 23788.9364 | 0.9091 | 1.3123 | 19.7021 | N/A | 23.0228 | 21495.15 | 1.1857 | 0.98428 | 37.78% | 3653.41 | 384.12 | 2046.8975 | 2.6056 | 72527.4 | 274.831
HPSH_PV | HPSH + 3kW PV |  | HPSH + 3kW PV | PGE | PGE | CZ03 | 1992-2010 | Std | Mixed-fuel | Mixed-fuel | 3338.115 | 163.279 | 10552.6375 | 12914.8821 | 3352.1679 | 622.4295 | N/A | 525.6797 | 16874.9963 | 24225.4687 | 1.3066 | 1.8758 | N/A | N/A | N/A | N/A | 14669.256 | 21903.6925 | 1.1358 | 1.696 | 16.9539 | N/A | 20.0743 | 16267.05 | 1.2596 | 0.83061 | 31.92% | 3646.72 | 383.786 | 2041.7543 | 2.6025 | 71311.95 | 308.605
HPSH_RCV_300CFM | New HPSH |  | Heat Pump Space Heater | PGE | PGE | CZ04 | 1992-2010 | Std | Mixed-fuel | Mixed-fuel | -1937.72 | 200.802 | 1096.1794 | 1898.4186 | 6526.4814 | -277.4942 | -271.3994 | N/A | -3031.3492 | 4741.5328 | 0 | 2.4976 | -2892.3961 | 4887.7957 | 0 | 2.5747 | N/A | N/A | N/A | N/A | -3.9503 | -4.039 | N/A | 8424.9 | 4.4379 | 0.84101 | 29.63% | 4327.39 | 416.806 | 2379.7617 | 2.8381 | 80119.8 | 6265.11
DFHP_RCV_300CFM_35F | DFHP, Existing Furnace 35F |  | Dual Fuel Heat Pump (existing furnace) | PGE | PGE | CZ04 | 1992-2010 | Std | Mixed-fuel | Mixed-fuel | -1196.91 | 141.371 | 1987.2433 | 810.8035 | 5799.2465 | -103.5329 | -175.9203 | N/A | 3.7599 | 5695.2483 | 0.0046373 | 7.0242 | -1646.5568 | 3958.1145 | 0 | 4.8817 | N/A | N/A | N/A | N/A | -19.1943 | -11.2963 | N/A | 6610.05 | 8.1525 | 0.62524 | 21.8% | 4327.39 | 421.955 | 2392.5733 | 2.8682 | 79004.25 | 5524.3
AtticInsulation_R38 | Attic Insulation: R-38 |  | Attic Insulation: R-38 | PGE | PGE | CZ04 | 1992-2010 | Std | Mixed-fuel | Mixed-fuel | 59.52 | 3.922 | 1781.4608 | 1781.4608 | -899.0108 | 39.4765 | N/A | N/A | 971.2762 | 1193.9537 | 0.54521 | 0.67021 | N/A | N/A | N/A | N/A | N/A | N/A | N/A | N/A | 45.1271 | N/A | N/A | 882.45 | 0.49535 | 0.02617 | 0.8977% | 4435.63 | 428.872 | 2464.6025 | 2.9153 | 83766.15 | 4376.11
AtticInsulation_R49 | Attic Insulation: R-49 |  | Attic Insulation: R-49 | PGE | PGE | CZ04 | 1992-2010 | Std | Mixed-fuel | Mixed-fuel | 110.76 | 7.287 | 1827.4739 | 1827.4739 | -162.4739 | 73.7212 | N/A | N/A | 1813.0677 | 2227.0404 | 0.99212 | 1.2186 | N/A | N/A | N/A | N/A | N/A | N/A | N/A | N/A | 24.789 | N/A | N/A | 1665 | 0.91109 | 0.04876 | 1.673% | 4435.63 | 428.872 | 2464.6025 | 2.9153 | 83766.15 | 4324.87
Windows_0.28UFactor0.23SHGC | New Windows: 0.28 U-factor, 0.23 SHGC |  | Window Upgrade: 0.28 vs 0.30 U-factor | PGE | PGE | CZ04 | 1992-2010 | Std | Mixed-fuel | Mixed-fuel | 212.84 | 21.479 | 11462.7824 | 11462.7824 | -7433.4824 | 159.2003 | N/A | N/A | 4019.591 | 5170.1002 | 0.35066 | 0.45103 | N/A | N/A | N/A | N/A | N/A | N/A | N/A | N/A | 72.0023 | N/A | N/A | 4029.3 | 0.35151 | 0.13813 | 4.738% | 4435.63 | 428.872 | 2464.6025 | 2.9153 | 83766.15 | 4222.79
Roof_RB | Roofing: Radiant Barrier |  | Radiant Barrier (at roof replacement) | PGE | PGE | CZ04 | 1992-2010 | Std | Mixed-fuel | Mixed-fuel | 112.47 | 5.965 | 892.9455 | 892.9455 | 555.6045 | 70.5107 | N/A | N/A | 1715.7647 | 2066.5823 | 1.9215 | 2.3143 | N/A | N/A | N/A | N/A | N/A | N/A | N/A | N/A | 12.664 | N/A | N/A | 1448.55 | 1.6222 | 0.04066 | 1.395% | 4435.63 | 428.872 | 2464.6025 | 2.9153 | 83766.15 | 4323.16
Roof_0.20Ref | Roofing: Steep Sloped, 0.20 Ref. |  | 0.20 Solar Reflectance Cool Roof (at roof replacement) | PGE | PGE | CZ04 | 1992-2010 | Std | Mixed-fuel | Mixed-fuel | 100.95 | -7.642 | 892.9455 | 1203.407 | -1503.107 | 32.6486 | N/A | N/A | 608.0876 | 312.0835 | 0.50531 | 0.25933 | N/A | N/A | N/A | N/A | N/A | N/A | N/A | N/A | 27.3502 | N/A | N/A | -299.7 | 0 | -0.04019 | -1.379% | 4435.63 | 428.872 | 2464.6025 | 2.9153 | 83766.15 | 4334.68
Roof_0.25Ref | Roofing: Steep Sloped, 0.25 Ref. vs. 0.20 Ref |  | Roofing Upgrade: 0.25 vs. 0.20 Solar Reflectance (at roof replacement) | PGE | PGE | CZ04 | 1992-2010 | Std | Mixed-fuel | Mixed-fuel | 146.65 | -11.623 | 1785.8911 | 2406.8139 | -2889.6639 | 46.0745 | N/A | N/A | 843.1964 | 388.6863 | 0.35034 | 0.16149 | N/A | N/A | N/A | N/A | N/A | N/A | N/A | N/A | 38.7609 | N/A | N/A | -482.85 | 0 | -0.06119 | -2.099% | 4435.63 | 428.872 | 2464.6025 | 2.9153 | 83766.15 | 4288.98
Ducts_R6 | New Ducts: R-6 |  | New Ducts: R-6 | PGE | PGE | CZ04 | 1992-2010 | Std | Mixed-fuel | Mixed-fuel | 193.66 | 15.418 | 4808.3746 | 4808.3746 | -1478.3746 | 130.6362 | N/A | N/A | 3259.5193 | 4107.9907 | 0.67788 | 0.85434 | N/A | N/A | N/A | N/A | N/A | N/A | N/A | N/A | 36.8074 | N/A | N/A | 3330 | 0.69254 | 0.10631 | 3.647% | 4435.63 | 428.872 | 2464.6025 | 2.9153 | 83766.15 | 4241.97
Ducts_R8 | New Ducts: R-8 |  | New Ducts: R-8 | PGE | PGE | CZ04 | 1992-2010 | Std | Mixed-fuel | Mixed-fuel | 214.7 | 19.029 | 6311.1144 | 6311.1144 | -2381.7144 | 149.7481 | N/A | N/A | 3761.0975 | 4794.4936 | 0.59595 | 0.75969 | N/A | N/A | N/A | N/A | N/A | N/A | N/A | N/A | 42.1449 | N/A | N/A | 3929.4 | 0.62262 | 0.12889 | 4.421% | 4435.63 | 428.872 | 2464.6025 | 2.9153 | 83766.15 | 4220.93
DuctSealing_10% | Duct Sealing: 10% |  | Duct Sealing: 10% | PGE | PGE | CZ04 | 1992-2010 | Std | Mixed-fuel | Mixed-fuel | 39.74 | 6.917 | 1400.2974 | 1400.2974 | -251.4474 | 36.6887 | N/A | N/A | 962.6361 | 1317.0657 | 0.68745 | 0.94056 | N/A | N/A | N/A | N/A | N/A | N/A | N/A | N/A | 38.167 | N/A | N/A | 1148.85 | 0.82043 | 0.04314 | 1.48% | 4435.63 | 428.872 | 2464.6025 | 2.9153 | 83766.15 | 4395.89
HPWH | HPWH |  | 240V Fed. Min. HPWH | PGE | PGE | CZ04 | 1992-2010 | Std | Mixed-fuel | Mixed-fuel | -1455.68 | 164.945 | 4332.0102 | 6553.7323 | 3286.4177 | -256.3251 | -258.4751 | N/A | -3200.5126 | 2994.4016 | 0 | 0.4569 | -3249.5308 | 2942.8047 | 0 | 0.44903 | N/A | N/A | N/A | N/A | -16.9005 | -16.7599 | N/A | 9840.15 | 1.5015 | 0.8191 | 28.62% | 4435.63 | 419.826 | 2443.2631 | 2.8624 | 82667.25 | 5891.31
HPWH_HighEfficiency | High Efficiency HPWH |  | 240V Market Std. NEEA HPWH | PGE | PGE | CZ04 | 1992-2010 | Std | Mixed-fuel | Mixed-fuel | -1133.04 | 165.104 | 5192.8306 | 7967.0806 | 4104.1694 | -118.9634 | -153.0741 | N/A | -66.3357 | 6299.5964 | 0 | 0.7907 | -844.0064 | 5481.0153 | 0 | 0.68796 | N/A | N/A | N/A | N/A | -43.6507 | -33.9236 | N/A | 12071.25 | 1.5151 | 0.85412 | 29.84% | 4435.63 | 419.826 | 2443.2631 | 2.8624 | 82667.25 | 5568.67
HPWH_HighEfficiency_DR | High Efficiency HPWH with Demand Response |  | 240V Market Std. NEEA HPWH + DR | PGE | PGE | CZ04 | 1992-2010 | Std | Mixed-fuel | Mixed-fuel | -917.13 | 165.158 | 5192.8306 | 7967.0806 | 5785.8194 | -24.775 | -78.4602 | N/A | 2081.8764 | 8562.9081 | 0.26131 | 1.0748 | 857.94 | 7274.5849 | 0.10769 | 0.91308 | N/A | N/A | N/A | N/A | -209.5996 | -66.1843 | N/A | 13752.9 | 1.7262 | 0.8851 | 30.92% | 4435.63 | 419.826 | 2443.2631 | 2.8624 | 82667.25 | 5352.76
HPWH_120V | 120V HPWH |  | 120V Market Std. NEEA HPWH | PGE | PGE | CZ04 | 1992-2010 | Std | Mixed-fuel | Mixed-fuel | -888.85 | 165.549 | 2892.8863 | 4272.7328 | 9863.1172 | -14.7572 | -72.6887 | N/A | 2316.5317 | 8824.9914 | 0.54217 | 2.0654 | 995.7863 | 7434.7665 | 0.23306 | 1.74 | N/A | N/A | N/A | N/A | -196.0321 | -39.7983 | N/A | 14135.85 | 3.3084 | 0.89853 | 31.39% | 4435.63 | 419.826 | 2443.2631 | 2.8624 | 82667.25 | 5324.48
HPWH_TankOutside | HPWH in Exterior Closet |  | 240V Fed. Min. HPWH, Exterior Closet | PGE | PGE | CZ04 | 1992-2010 | Std | Mixed-fuel | Mixed-fuel | -1485.29 | 163.809 | 4751.0613 | 6972.7834 | 2501.0666 | -271.2073 | -270.335 | N/A | -3558.0174 | 2574.2407 | 0 | 0.36918 | -3538.1314 | 2595.1729 | 0 | 0.37219 | N/A | N/A | N/A | N/A | -17.5182 | -17.5747 | N/A | 9473.85 | 1.3587 | 0.8083 | 28.24% | 4435.63 | 419.826 | 2443.2631 | 2.8624 | 82667.25 | 5920.92
HPWH_TankInside_NotDucted | HPWH in interior closet, not ducted |  | 240V Fed. Min. HPWH, Interior Closet, Not Ducted | PGE | PGE | CZ04 | 1992-2010 | Std | Mixed-fuel | Mixed-fuel | -958.79 | 132.664 | 4412.5691 | 6634.2911 | 2906.1589 | -110.2965 | -152.5255 | N/A | -400.2768 | 4668.5129 | 0 | 0.70369 | -1363.0292 | 3655.1136 | 0 | 0.55094 | N/A | N/A | N/A | N/A | -40.0064 | -28.93 | N/A | 9540.45 | 1.4381 | 0.68817 | 24.04% | 4435.63 | 419.826 | 2443.2631 | 2.8624 | 82667.25 | 5394.42
HPWH_TankInside_Ducted | HPWH in interior closet, ducted outside |  | 240V Fed. Min. HPWH, Interior Closet, Ducted | PGE | PGE | CZ04 | 1992-2010 | Std | Mixed-fuel | Mixed-fuel | -1449.96 | 174.035 | 5491.8272 | 7713.5493 | 3275.4507 | -238.5174 | -245.7958 | N/A | -2649.4541 | 3923.686 | 0 | 0.50867 | -2815.389 | 3749.0219 | 0 | 0.48603 | N/A | N/A | N/A | N/A | -23.0248 | -22.3431 | N/A | 10989 | 1.4246 | 0.87758 | 30.66% | 4435.63 | 419.826 | 2443.2631 | 2.8624 | 82667.25 | 5885.59
HPSH_9.5HSPF2_17SEER2 | New HPSH 9.5 HSPF2, 17 SEER2 |  | High Efficiency HPSH | PGE | PGE | CZ04 | 1992-2010 | Std | Mixed-fuel | Mixed-fuel | -1547.96 | 200.802 | 4049.8042 | 6747.8627 | 4807.2373 | -114.5121 | -144.1185 | N/A | 684.381 | 8652.7338 | 0.10142 | 1.2823 | 9.4037 | 7942.2484 | 0.0013936 | 1.177 | N/A | N/A | N/A | N/A | -35.3657 | -28.1005 | N/A | 11555.1 | 1.7124 | 0.90161 | 31.77% | 4327.39 | 416.806 | 2379.7617 | 2.8381 | 80119.8 | 5875.35
MSHP | Ducted MSHP 9.5 HSPF2, 16.5 SEER2 |  | High Eff MSHP | PGE | PGE | CZ04 | 1992-2010 | Std | Mixed-fuel | Mixed-fuel | -1579.2 | 200.802 | 1431.3643 | 3090.6078 | 8264.6922 | -131.3675 | -161.8171 | N/A | 300.1068 | 8248.2444 | 0.097103 | 2.6688 | -394.0954 | 7517.5227 | 0 | 2.4324 | N/A | N/A | N/A | N/A | -10.8959 | -8.8456 | N/A | 11355.3 | 3.6741 | 0.90111 | 31.75% | 4327.39 | 416.806 | 2379.7617 | 2.8381 | 80119.8 | 5906.59
PV_3kW | 3kW PV |  | 3kW PV | PGE | PGE | CZ04 | 1992-2010 | Std | Mixed-fuel | Mixed-fuel | 4435.6303 | 0 | 9608.1502 | 11574.2633 | -2150.3633 | 768.0069 | N/A | 551.4222 | 17509.3251 | 18430.4258 | 1.5128 | 1.5924 | N/A | N/A | N/A | N/A | 12571.5402 | 13232.8823 | 1.0862 | 1.1433 | 12.5105 | N/A | 17.4243 | 9423.9 | 0.81421 | 0.11753 | 4.032% | 4435.63 | 428.872 | 2464.6025 | 2.9153 | 83766.15 | -0.000314
AE | All Electric |  | All Electric | PGE | PGE | CZ04 | 1992-2010 | Std | All Electric | Mixed-fuel | -4338.66 | 428.872 | 6378.1896 | 9402.1509 | 11843.2491 | -849.8543 | -635.5756 | N/A | -12982.3576 | 1724.6809 | 0 | 0.18343 | -8097.1481 | 6866.8831 | 0 | 0.73035 | N/A | N/A | N/A | N/A | -7.505 | -10.0353 | N/A | 21245.4 | 2.2596 | 1.9558 | 67.09% | 4435.63 | 428.872 | 2464.6025 | 2.9153 | 83766.15 | 8774.29
VCHP_base | Base VCHP |  | Base VCHP | PGE | PGE | CZ04 | 1992-2010 | Std | Mixed-fuel | Mixed-fuel | -1283.91 | 173.004 | 11081.0734 | 17976.4839 | -6571.2339 | -73.643 | -148.5584 | N/A | 1111.8506 | 7888.7144 | 0.06185 | 0.43884 | -596.1018 | 6090.913 | 0 | 0.33883 | N/A | N/A | N/A | N/A | -150.4702 | -74.5907 | N/A | 11405.25 | 0.63445 | 0.78333 | 29.69% | 3975.2 | 389.008 | 2151.4741 | 2.6388 | 75374.55 | 5259.11
VCHP_Fujitsu48 | Fujitsu 48 VCHP |  | Fujitsu 48 VCHP | PGE | PGE | CZ04 | 1992-2010 | Std | Mixed-fuel | Mixed-fuel | -257.14 | 173.004 | 14838.0577 | 24144.9334 | -4581.1834 | 338.5925 | 185.2432 | N/A | 10510.1566 | 17781.4305 | 0.43529 | 0.73645 | 7014.0401 | 14101.3962 | 0.2905 | 0.58403 | N/A | N/A | N/A | N/A | 43.8228 | 80.1004 | N/A | 19563.75 | 0.81026 | 0.94325 | 35.75% | 3975.2 | 389.008 | 2151.4741 | 2.6388 | 75374.55 | 4232.34
HPWH_PV | HPWH + 3kW PV |  | 240V Fed. Min. HPWH + 3kW PV | PGE | PGE | CZ04 | 1992-2010 | Std | Mixed-fuel | Mixed-fuel | 3548.253 | 164.945 | 13940.1604 | 18127.9956 | 3800.0544 | 766.9209 | N/A | 606.431 | 20127.8534 | 27549.9864 | 1.1103 | 1.5197 | N/A | N/A | N/A | N/A | 16468.9408 | 23698.592 | 0.90848 | 1.3073 | 18.1768 | N/A | 22.9872 | 21928.05 | 1.2096 | 0.95169 | 33.25% | 4435.63 | 419.826 | 2443.2631 | 2.8624 | 82667.25 | 887.377
HPSH_PV | HPSH + 3kW PV |  | HPSH + 3kW PV | PGE | PGE | CZ04 | 1992-2010 | Std | Mixed-fuel | Mixed-fuel | 3066.21 | 200.802 | 10704.3296 | 13472.6819 | 5275.2181 | 582.4153 | N/A | 490.4585 | 16573.207 | 25377.4121 | 1.2301 | 1.8836 | N/A | N/A | N/A | N/A | 14476.7417 | 23170.6595 | 1.0745 | 1.7198 | 18.3792 | N/A | 21.8251 | 18747.9 | 1.3915 | 0.9736 | 34.3% | 4327.39 | 416.806 | 2379.7617 | 2.8381 | 80119.8 | 1261.18
HPSH_RCV_300CFM | New HPSH |  | Heat Pump Space Heater | CPAU | CPAU | CZ04 | 1992-2010 | Std | Mixed-fuel | Mixed-fuel | -1937.72 | 200.802 | 1096.1794 | 1898.4186 | 6526.4814 | -126.4759 | -126.4759 | N/A | -333.5062 | 5787.5171 | 0 | 3.0486 | -333.5062 | 5787.5171 | 0 | 3.0486 | N/A | N/A | N/A | N/A | -8.6671 | -8.6671 | N/A | 8424.9 | 4.4379 | 0.84101 | 29.63% | 4327.39 | 416.806 | 1614.8735 | 2.8381 | 80119.8 | 6265.11
DFHP_RCV_300CFM_35F | DFHP, Existing Furnace 35F |  | Dual Fuel Heat Pump (existing furnace) | CPAU | CPAU | CZ04 | 1992-2010 | Std | Mixed-fuel | Mixed-fuel | -1196.91 | 141.371 | 1987.2433 | 810.8035 | 5799.2465 | -34.4719 | -34.4719 | N/A | 1098.9361 | 5694.1923 | 1.3554 | 7.0229 | 1098.9361 | 5694.1923 | 1.3554 | 7.0229 | N/A | N/A | N/A | N/A | -57.6481 | -57.6481 | N/A | 6610.05 | 8.1525 | 0.62524 | 21.8% | 4327.39 | 421.955 | 1627.7115 | 2.8682 | 79004.25 | 5524.3
AtticInsulation_R38 | Attic Insulation: R-38 |  | Attic Insulation: R-38 | CPAU | CPAU | CZ04 | 1992-2010 | Std | Mixed-fuel | Mixed-fuel | 59.52 | 3.922 | 1781.4608 | 1781.4608 | -899.0108 | 23.9312 | N/A | N/A | 617.8385 | 824.2585 | 0.34682 | 0.46269 | N/A | N/A | N/A | N/A | N/A | N/A | N/A | N/A | 74.4408 | N/A | N/A | 882.45 | 0.49535 | 0.02617 | 0.8977% | 4435.63 | 428.872 | 1670.9807 | 2.9153 | 83766.15 | 4376.11
AtticInsulation_R49 | Attic Insulation: R-49 |  | Attic Insulation: R-49 | CPAU | CPAU | CZ04 | 1992-2010 | Std | Mixed-fuel | Mixed-fuel | 110.76 | 7.287 | 1827.4739 | 1827.4739 | -162.4739 | 44.4628 | N/A | N/A | 1147.4147 | 1529.7172 | 0.62787 | 0.83707 | N/A | N/A | N/A | N/A | N/A | N/A | N/A | N/A | 41.1012 | N/A | N/A | 1665 | 0.91109 | 0.04876 | 1.673% | 4435.63 | 428.872 | 1670.9807 | 2.9153 | 83766.15 | 4324.87
Windows_0.28UFactor0.23SHGC | New Windows: 0.28 U-factor, 0.23 SHGC |  | Window Upgrade: 0.28 vs 0.30 U-factor | CPAU | CPAU | CZ04 | 1992-2010 | Std | Mixed-fuel | Mixed-fuel | 212.84 | 21.479 | 11462.7824 | 11462.7824 | -7433.4824 | 102.9492 | N/A | N/A | 2734.7091 | 3811.7332 | 0.23857 | 0.33253 | N/A | N/A | N/A | N/A | N/A | N/A | N/A | N/A | 111.3441 | N/A | N/A | 4029.3 | 0.35151 | 0.13813 | 4.738% | 4435.63 | 428.872 | 1670.9807 | 2.9153 | 83766.15 | 4222.79
Roof_RB | Roofing: Radiant Barrier |  | Radiant Barrier (at roof replacement) | CPAU | CPAU | CZ04 | 1992-2010 | Std | Mixed-fuel | Mixed-fuel | 112.47 | 5.965 | 892.9455 | 892.9455 | 555.6045 | 41.3986 | N/A | N/A | 1051.8435 | 1367.2198 | 1.1779 | 1.5311 | N/A | N/A | N/A | N/A | N/A | N/A | N/A | N/A | 21.5694 | N/A | N/A | 1448.55 | 1.6222 | 0.04066 | 1.395% | 4435.63 | 428.872 | 1670.9807 | 2.9153 | 83766.15 | 4323.16
Roof_0.20Ref | Roofing: Steep Sloped, 0.20 Ref. |  | 0.20 Solar Reflectance Cool Roof (at roof replacement) | CPAU | CPAU | CZ04 | 1992-2010 | Std | Mixed-fuel | Mixed-fuel | 100.95 | -7.642 | 892.9455 | 1203.407 | -1503.107 | 6.6561 | N/A | N/A | 25.5215 | -277.0061 | 0.021208 | 0 | N/A | N/A | N/A | N/A | N/A | N/A | N/A | N/A | 134.1546 | N/A | N/A | -299.7 | 0 | -0.04019 | -1.379% | 4435.63 | 428.872 | 1670.9807 | 2.9153 | 83766.15 | 4334.68
Roof_0.25Ref | Roofing: Steep Sloped, 0.25 Ref. vs. 0.20 Ref |  | Roofing Upgrade: 0.25 vs. 0.20 Solar Reflectance (at roof replacement) | CPAU | CPAU | CZ04 | 1992-2010 | Std | Mixed-fuel | Mixed-fuel | 146.65 | -11.623 | 1785.8911 | 2406.8139 | -2889.6639 | 8.4761 | N/A | N/A | 1.2345 | -460.9272 | 0.00051294 | 0 | N/A | N/A | N/A | N/A | N/A | N/A | N/A | N/A | 210.6966 | N/A | N/A | -482.85 | 0 | -0.06119 | -2.099% | 4435.63 | 428.872 | 1670.9807 | 2.9153 | 83766.15 | 4288.98
Ducts_R6 | New Ducts: R-6 |  | New Ducts: R-6 | CPAU | CPAU | CZ04 | 1992-2010 | Std | Mixed-fuel | Mixed-fuel | 193.66 | 15.418 | 4808.3746 | 4808.3746 | -1478.3746 | 84.3771 | N/A | N/A | 2205.9683 | 3001.6235 | 0.45878 | 0.62425 | N/A | N/A | N/A | N/A | N/A | N/A | N/A | N/A | 56.9868 | N/A | N/A | 3330 | 0.69254 | 0.10631 | 3.647% | 4435.63 | 428.872 | 1670.9807 | 2.9153 | 83766.15 | 4241.97
Ducts_R8 | New Ducts: R-8 |  | New Ducts: R-8 | CPAU | CPAU | CZ04 | 1992-2010 | Std | Mixed-fuel | Mixed-fuel | 214.7 | 19.029 | 6311.1144 | 6311.1144 | -2381.7144 | 98.2915 | N/A | N/A | 2589.282 | 3564.1951 | 0.41027 | 0.56475 | N/A | N/A | N/A | N/A | N/A | N/A | N/A | N/A | 64.2081 | N/A | N/A | 3929.4 | 0.62262 | 0.12889 | 4.421% | 4435.63 | 428.872 | 1670.9807 | 2.9153 | 83766.15 | 4220.93
DuctSealing_10% | Duct Sealing: 10% |  | Duct Sealing: 10% | CPAU | CPAU | CZ04 | 1992-2010 | Std | Mixed-fuel | Mixed-fuel | 39.74 | 6.917 | 1400.2974 | 1400.2974 | -251.4474 | 26.7688 | N/A | N/A | 736.9494 | 1080.6375 | 0.52628 | 0.77172 | N/A | N/A | N/A | N/A | N/A | N/A | N/A | N/A | 52.3107 | N/A | N/A | 1148.85 | 0.82043 | 0.04314 | 1.48% | 4435.63 | 428.872 | 1670.9807 | 2.9153 | 83766.15 | 4395.89
HPWH | HPWH |  | 240V Fed. Min. HPWH | CPAU | CPAU | CZ04 | 1992-2010 | Std | Mixed-fuel | Mixed-fuel | -1455.68 | 164.945 | 4332.0102 | 6553.7323 | 3286.4177 | -71.6688 | -71.6688 | N/A | 411.8454 | 5358.3877 | 0.062841 | 0.81761 | 411.8454 | 5358.3877 | 0.062841 | 0.81761 | N/A | N/A | N/A | N/A | -60.4449 | -60.4449 | N/A | 9840.15 | 1.5015 | 0.8191 | 28.62% | 4435.63 | 419.826 | 1654.037 | 2.8624 | 82667.25 | 5891.31
HPWH_HighEfficiency | High Efficiency HPWH |  | 240V Market Std. NEEA HPWH | CPAU | CPAU | CZ04 | 1992-2010 | Std | Mixed-fuel | Mixed-fuel | -1133.04 | 165.104 | 5192.8306 | 7967.0806 | 4104.1694 | 8.1798 | 8.1798 | N/A | 2234.0455 | 7280.7326 | 0.28041 | 0.91385 | 2234.0455 | 7280.7326 | 0.28041 | 0.91385 | N/A | N/A | N/A | N/A | 634.8351 | 634.8351 | N/A | 12071.25 | 1.5151 | 0.85412 | 29.84% | 4435.63 | 419.826 | 1654.037 | 2.8624 | 82667.25 | 5568.67
HPWH_HighEfficiency_DR | High Efficiency HPWH with Demand Response |  | 240V Market Std. NEEA HPWH + DR | CPAU | CPAU | CZ04 | 1992-2010 | Std | Mixed-fuel | Mixed-fuel | -917.13 | 165.158 | 5192.8306 | 7967.0806 | 5785.8194 | 61.5339 | 61.5339 | N/A | 3451.0305 | 8563.1778 | 0.43316 | 1.0748 | 3451.0305 | 8563.1778 | 0.43316 | 1.0748 | N/A | N/A | N/A | N/A | 84.3898 | 84.3898 | N/A | 13752.9 | 1.7262 | 0.8851 | 30.92% | 4435.63 | 419.826 | 1654.037 | 2.8624 | 82667.25 | 5352.76
HPWH_120V | 120V HPWH |  | 120V Market Std. NEEA HPWH | CPAU | CPAU | CZ04 | 1992-2010 | Std | Mixed-fuel | Mixed-fuel | -888.85 | 165.549 | 2892.8863 | 4272.7328 | 9863.1172 | 69.1013 | 69.1013 | N/A | 3627.8923 | 8759.7836 | 0.84908 | 2.0502 | 3627.8923 | 8759.7836 | 0.84908 | 2.0502 | N/A | N/A | N/A | N/A | 41.8644 | 41.8644 | N/A | 14135.85 | 3.3084 | 0.89853 | 31.39% | 4435.63 | 419.826 | 1654.037 | 2.8624 | 82667.25 | 5324.48
HPWH_TankOutside | HPWH in Exterior Closet |  | 240V Fed. Min. HPWH, Exterior Closet | CPAU | CPAU | CZ04 | 1992-2010 | Std | Mixed-fuel | Mixed-fuel | -1485.29 | 163.809 | 4751.0613 | 6972.7834 | 2501.0666 | -80.7004 | -80.7004 | N/A | 193.2888 | 5097.8789 | 0.02772 | 0.73111 | 193.2888 | 5097.8789 | 0.02772 | 0.73111 | N/A | N/A | N/A | N/A | -58.8728 | -58.8728 | N/A | 9473.85 | 1.3587 | 0.8083 | 28.24% | 4435.63 | 419.826 | 1654.037 | 2.8624 | 82667.25 | 5920.92
HPWH_TankInside_NotDucted | HPWH in interior closet, not ducted |  | 240V Fed. Min. HPWH, Interior Closet, Not Ducted | CPAU | CPAU | CZ04 | 1992-2010 | Std | Mixed-fuel | Mixed-fuel | -958.79 | 132.664 | 4412.5691 | 6634.2911 | 2906.1589 | -2.0322 | -2.0322 | N/A | 1610.9699 | 5685.3989 | 0.24282 | 0.85697 | 1610.9699 | 5685.3989 | 0.24282 | 0.85697 | N/A | N/A | N/A | N/A | -2171.284 | -2171.284 | N/A | 9540.45 | 1.4381 | 0.68817 | 24.04% | 4435.63 | 419.826 | 1654.037 | 2.8624 | 82667.25 | 5394.42
HPWH_TankInside_Ducted | HPWH in interior closet, ducted outside |  | 240V Fed. Min. HPWH, Interior Closet, Ducted | CPAU | CPAU | CZ04 | 1992-2010 | Std | Mixed-fuel | Mixed-fuel | -1449.96 | 174.035 | 5491.8272 | 7713.5493 | 3275.4507 | -56.5801 | -56.5801 | N/A | 856.1596 | 6067.5725 | 0.11099 | 0.78661 | 856.1596 | 6067.5725 | 0.11099 | 0.78661 | N/A | N/A | N/A | N/A | -97.0628 | -97.0628 | N/A | 10989 | 1.4246 | 0.87758 | 30.66% | 4435.63 | 419.826 | 1654.037 | 2.8624 | 82667.25 | 5885.59
HPSH_9.5HSPF2_17SEER2 | New HPSH 9.5 HSPF2, 17 SEER2 |  | High Efficiency HPSH | CPAU | CPAU | CZ04 | 1992-2010 | Std | Mixed-fuel | Mixed-fuel | -1547.96 | 200.802 | 4049.8042 | 6747.8627 | 4807.2373 | -30.7689 | -30.7689 | N/A | 1848.4617 | 8084.2702 | 0.27393 | 1.198 | 1848.4617 | 8084.2702 | 0.27393 | 1.198 | N/A | N/A | N/A | N/A | -131.6202 | -131.6202 | N/A | 11555.1 | 1.7124 | 0.90161 | 31.77% | 4327.39 | 416.806 | 1614.8735 | 2.8381 | 80119.8 | 5875.35
MSHP | Ducted MSHP 9.5 HSPF2, 16.5 SEER2 |  | High Eff MSHP | CPAU | CPAU | CZ04 | 1992-2010 | Std | Mixed-fuel | Mixed-fuel | -1579.2 | 200.802 | 1431.3643 | 3090.6078 | 8264.6922 | -38.2626 | -38.2626 | N/A | 1677.6158 | 7904.4367 | 0.54281 | 2.5576 | 1677.6158 | 7904.4367 | 0.54281 | 2.5576 | N/A | N/A | N/A | N/A | -37.4089 | -37.4089 | N/A | 11355.3 | 3.6741 | 0.90111 | 31.75% | 4327.39 | 416.806 | 1614.8735 | 2.8381 | 80119.8 | 5906.59
PV_3kW | 3kW PV |  | 3kW PV | CPAU | CPAU | CZ04 | 1992-2010 | Std | Mixed-fuel | Mixed-fuel | 4435.6303 | 0 | 9608.1502 | 11574.2633 | -2150.3633 | 796.9541 | N/A | 796.9541 | 18169.2736 | 19125.0918 | 1.5698 | 1.6524 | N/A | N/A | N/A | N/A | 18169.2736 | 19125.0918 | 1.5698 | 1.6524 | 12.0561 | N/A | 12.0561 | 9423.9 | 0.81421 | 0.11753 | 4.032% | 4435.63 | 428.872 | 1670.9807 | 2.9153 | 83766.15 | -0.000314
AE | All Electric |  | All Electric | CPAU | CPAU | CZ04 | 1992-2010 | Std | All Electric | Mixed-fuel | -4338.66 | 428.872 | 6378.1896 | 9402.1509 | 11843.2491 | -207.0486 | -207.0486 | N/A | 1549.9165 | 16726.1504 | 0.16485 | 1.779 | 1549.9165 | 16726.1504 | 0.16485 | 1.779 | N/A | N/A | N/A | N/A | -30.8053 | -30.8053 | N/A | 21245.4 | 2.2596 | 1.9558 | 67.09% | 4435.63 | 428.872 | 1670.9807 | 2.9153 | 83766.15 | 8774.29
VCHP_base | Base VCHP |  | Base VCHP | CPAU | CPAU | CZ04 | 1992-2010 | Std | Mixed-fuel | Mixed-fuel | -1283.91 | 173.004 | 11081.0734 | 17976.4839 | -6571.2339 | -25.0198 | -25.0198 | N/A | 1491.0935 | 6532.2662 | 0.082947 | 0.36338 | 1491.0935 | 6532.2662 | 0.082947 | 0.36338 | N/A | N/A | N/A | N/A | -442.8931 | -442.8931 | N/A | 11405.25 | 0.63445 | 0.78333 | 29.69% | 3975.2 | 389.008 | 1469.8252 | 2.6388 | 75374.55 | 5259.11
VCHP_Fujitsu48 | Fujitsu 48 VCHP |  | Fujitsu 48 VCHP | CPAU | CPAU | CZ04 | 1992-2010 | Std | Mixed-fuel | Mixed-fuel | -257.14 | 173.004 | 14838.0577 | 24144.9334 | -4581.1834 | 224.2898 | 224.2898 | N/A | 7174.9518 | 12515.1312 | 0.29716 | 0.51833 | 7174.9518 | 12515.1312 | 0.29716 | 0.51833 | N/A | N/A | N/A | N/A | 66.1557 | 66.1557 | N/A | 19563.75 | 0.81026 | 0.94325 | 35.75% | 3975.2 | 389.008 | 1469.8252 | 2.6388 | 75374.55 | 4232.34
HPWH_PV | HPWH + 3kW PV |  | 240V Fed. Min. HPWH + 3kW PV | CPAU | CPAU | CZ04 | 1992-2010 | Std | Mixed-fuel | Mixed-fuel | 3548.253 | 164.945 | 13940.1604 | 18127.9956 | 3800.0544 | 904.5137 | N/A | 904.5137 | 22667.2399 | 28784.556 | 1.2504 | 1.5879 | N/A | N/A | N/A | N/A | 22667.2399 | 28784.556 | 1.2504 | 1.5879 | 15.4118 | N/A | 15.4118 | 21928.05 | 1.2096 | 0.95169 | 33.25% | 4435.63 | 419.826 | 1654.037 | 2.8624 | 82667.25 | 887.377
HPSH_PV | HPSH + 3kW PV |  | HPSH + 3kW PV | CPAU | CPAU | CZ04 | 1992-2010 | Std | Mixed-fuel | Mixed-fuel | 3066.21 | 200.802 | 10704.3296 | 13472.6819 | 5275.2181 | 800.4089 | N/A | 800.4089 | 20797.9808 | 28030.6533 | 1.5437 | 2.0806 | N/A | N/A | N/A | N/A | 20797.9808 | 28030.6533 | 1.5437 | 2.0806 | 13.3736 | N/A | 13.3736 | 18747.9 | 1.3915 | 0.9736 | 34.3% | 4327.39 | 416.806 | 1614.8735 | 2.8381 | 80119.8 | 1261.18
HPSH_RCV_300CFM | New HPSH |  | Heat Pump Space Heater | PGE | PGE | CZ05 | 1992-2010 | Std | Mixed-fuel | Mixed-fuel | -1439.22 | 151.305 | 1020.3334 | 1617.9653 | 4858.8847 | -144.9242 | -175.0453 | N/A | -844.9268 | 5030.5314 | 0 | 3.1092 | -1531.6398 | 4307.693 | 0 | 2.6624 | N/A | N/A | N/A | N/A | -7.0405 | -5.829 | N/A | 6476.85 | 4.0031 | 0.64579 | 25.47% | 3648.34 | 372.566 | 2013.2696 | 2.5359 | 69763.5 | 5087.56
DFHP_RCV_300CFM_35F | DFHP, Existing Furnace 35F |  | Dual Fuel Heat Pump (existing furnace) | PGE | PGE | CZ05 | 1992-2010 | Std | Mixed-fuel | Mixed-fuel | -1130.45 | 136.444 | 2014.2367 | 672.8765 | 5026.9735 | -51.0972 | -113.582 | N/A | 1065.6548 | 6491.489 | 1.5837 | 9.6474 | -358.8989 | 4991.9948 | 0 | 7.4189 | N/A | N/A | N/A | N/A | -39.4197 | -17.7338 | N/A | 5699.85 | 8.4709 | 0.61493 | 24.03% | 3648.34 | 376.446 | 2022.562 | 2.5586 | 68925.45 | 4778.79
AtticInsulation_R38 | Attic Insulation: R-38 |  | Attic Insulation: R-38 | PGE | PGE | CZ05 | 1992-2010 | Std | Mixed-fuel | Mixed-fuel | 3.97 | 3.213 | 1781.4608 | 1781.4608 | -1331.9108 | 9.3363 | N/A | N/A | 269.2281 | 419.1054 | 0.15113 | 0.23526 | N/A | N/A | N/A | N/A | N/A | N/A | N/A | N/A | 190.81 | N/A | N/A | 449.55 | 0.25235 | 0.01937 | 0.7482% | 3653.97 | 381.485 | 2036.9379 | 2.5889 | 71928 | 3650
AtticInsulation_R49 | Attic Insulation: R-49 |  | Attic Insulation: R-49 | PGE | PGE | CZ05 | 1992-2010 | Std | Mixed-fuel | Mixed-fuel | 9.1 | 5.975 | 1827.4739 | 1827.4739 | -978.3239 | 18.0585 | N/A | N/A | 516.4618 | 795.8163 | 0.28261 | 0.43547 | N/A | N/A | N/A | N/A | N/A | N/A | N/A | N/A | 101.1975 | N/A | N/A | 849.15 | 0.46466 | 0.03626 | 1.401% | 3653.97 | 381.485 | 2036.9379 | 2.5889 | 71928 | 3644.87
Windows_0.28UFactor0.35SHGC | New Windows: 0.28 U-factor, 0.35 SHGC |  | Window Upgrade: 0.28 vs 0.30 U-factor | PGE | PGE | CZ05 | 1992-2010 | Std | Mixed-fuel | Mixed-fuel | 32.41 | 38.586 | 11871.2871 | 11871.2871 | -6826.3371 | 104.5707 | N/A | N/A | 3053.7908 | 4826.7441 | 0.25724 | 0.40659 | N/A | N/A | N/A | N/A | N/A | N/A | N/A | N/A | 113.524 | N/A | N/A | 5044.95 | 0.42497 | 0.23009 | 8.888% | 3653.97 | 381.485 | 2036.9379 | 2.5889 | 71928 | 3621.56
Roof_RB | Roofing: Radiant Barrier |  | Radiant Barrier (at roof replacement) | PGE | PGE | CZ05 | 1992-2010 | Std | Mixed-fuel | Mixed-fuel | 10.24 | 5.213 | 892.9455 | 892.9455 | -160.3455 | 16.606 | N/A | N/A | 469.4688 | 712.9399 | 0.52575 | 0.79841 | N/A | N/A | N/A | N/A | N/A | N/A | N/A | N/A | 53.7724 | N/A | N/A | 732.6 | 0.82043 | 0.03197 | 1.235% | 3653.97 | 381.485 | 2036.9379 | 2.5889 | 71928 | 3643.73
Roof_0.20Ref | Roofing: Steep Sloped, 0.20 Ref. |  | 0.20 Solar Reflectance Cool Roof (at roof replacement) | PGE | PGE | CZ05 | 1992-2010 | Std | Mixed-fuel | Mixed-fuel | 0.01 | -7.186 | 892.9455 | 1203.407 | -2069.207 | -16.9184 | N/A | N/A | -510.4883 | -837.7201 | 0 | 0 | N/A | N/A | N/A | N/A | N/A | N/A | N/A | N/A | -52.7795 | N/A | N/A | -865.8 | 0 | -0.04191 | -1.619% | 3653.97 | 381.485 | 2036.9379 | 2.5889 | 71928 | 3653.96
Roof_0.25Ref | Roofing: Steep Sloped, 0.25 Ref. |  | 0.25 Solar Reflectance Cool Roof (at roof replacement) | PGE | PGE | CZ05 | 1992-2010 | Std | Mixed-fuel | Mixed-fuel | -0.73 | -10.939 | 1785.8911 | 2406.8139 | -3722.1639 | -26.2432 | N/A | N/A | -789.5595 | -1291.5154 | 0 | 0 | N/A | N/A | N/A | N/A | N/A | N/A | N/A | N/A | -68.0516 | N/A | N/A | -1315.35 | 0 | -0.06391 | -2.469% | 3653.97 | 381.485 | 2036.9379 | 2.5889 | 71928 | 3654.7
Ducts_R6 | New Ducts: R-6 |  | New Ducts: R-6 | PGE | PGE | CZ05 | 1992-2010 | Std | Mixed-fuel | Mixed-fuel | 48.92 | 11.001 | 4808.3746 | 4808.3746 | -3043.4746 | 46.4221 | N/A | N/A | 1251.5371 | 1782.4454 | 0.26028 | 0.3707 | N/A | N/A | N/A | N/A | N/A | N/A | N/A | N/A | 103.5795 | N/A | N/A | 1764.9 | 0.36705 | 0.07136 | 2.756% | 3653.97 | 381.485 | 2036.9379 | 2.5889 | 71928 | 3605.05
Ducts_R8 | New Ducts: R-8 |  | New Ducts: R-8 | PGE | PGE | CZ05 | 1992-2010 | Std | Mixed-fuel | Mixed-fuel | 52.5 | 13.516 | 6311.1144 | 6311.1144 | -4213.2144 | 53.9153 | N/A | N/A | 1466.5298 | 2115.0561 | 0.23237 | 0.33513 | N/A | N/A | N/A | N/A | N/A | N/A | N/A | N/A | 117.0562 | N/A | N/A | 2097.9 | 0.33241 | 0.08661 | 3.345% | 3653.97 | 381.485 | 2036.9379 | 2.5889 | 71928 | 3601.47
DuctSealing_10% | Duct Sealing: 10% |  | Duct Sealing: 10% | PGE | PGE | CZ05 | 1992-2010 | Std | Mixed-fuel | Mixed-fuel | 5.63 | 5.039 | 1400.2974 | 1400.2974 | -717.6474 | 14.3759 | N/A | N/A | 416.2547 | 651.219 | 0.29726 | 0.46506 | N/A | N/A | N/A | N/A | N/A | N/A | N/A | N/A | 97.4059 | N/A | N/A | 682.65 | 0.4875 | 0.03029 | 1.17% | 3653.97 | 381.485 | 2036.9379 | 2.5889 | 71928 | 3648.34
HPWH | HPWH |  | 240V Fed. Min. HPWH | PGE | PGE | CZ05 | 1992-2010 | Std | Mixed-fuel | Mixed-fuel | -1391.5 | 170.111 | 4332.0102 | 6553.7323 | 4185.5177 | -235.7663 | -179.669 | N/A | -2707.5699 | 3571.6222 | 0 | 0.54498 | -1428.6401 | 4917.8317 | 0 | 0.75039 | N/A | N/A | N/A | N/A | -18.3742 | -24.1111 | N/A | 10739.25 | 1.6386 | 0.86381 | 34.07% | 3653.97 | 372.363 | 2015.9342 | 2.5356 | 70845.75 | 5045.47
HPWH_HighEfficiency | High Efficiency HPWH |  | 240V Market Std. NEEA HPWH | PGE | PGE | CZ05 | 1992-2010 | Std | Mixed-fuel | Mixed-fuel | -1077.46 | 170.275 | 5192.8306 | 7967.0806 | 5053.2194 | -99.6092 | -72.4844 | N/A | 399.1028 | 6847.7658 | 0.050094 | 0.85951 | 1017.505 | 7498.6998 | 0.12771 | 0.94121 | N/A | N/A | N/A | N/A | -52.132 | -71.6406 | N/A | 13020.3 | 1.6343 | 0.89946 | 35.47% | 3653.97 | 372.363 | 2015.9342 | 2.5356 | 70845.75 | 4731.43
HPWH_HighEfficiency_DR | High Efficiency HPWH with Demand Response |  | 240V Market Std. NEEA HPWH + DR | PGE | PGE | CZ05 | 1992-2010 | Std | Mixed-fuel | Mixed-fuel | -967.65 | 170.296 | 5192.8306 | 7967.0806 | 6268.6694 | -51.2899 | -29.3563 | N/A | 1501.0331 | 8008.4522 | 0.1884 | 1.0052 | 2001.0848 | 8534.8098 | 0.25117 | 1.0713 | N/A | N/A | N/A | N/A | -101.2447 | -176.89 | N/A | 14235.75 | 1.7868 | 0.91877 | 36.24% | 3653.97 | 372.363 | 2015.9342 | 2.5356 | 70845.75 | 4621.62
HPWH_120V | 120V HPWH |  | 120V Market Std. NEEA HPWH | PGE | PGE | CZ05 | 1992-2010 | Std | Mixed-fuel | Mixed-fuel | -935.01 | 170.708 | 2892.8863 | 4272.7328 | 10196.1172 | -35.9765 | -18.0639 | N/A | 1856.4583 | 8397.7501 | 0.43449 | 1.9654 | 2264.8363 | 8827.6113 | 0.53007 | 2.066 | N/A | N/A | N/A | N/A | -80.4105 | -160.1473 | N/A | 14468.85 | 3.3863 | 0.92207 | 36.37% | 3653.97 | 372.363 | 2015.9342 | 2.5356 | 70845.75 | 4588.98
HPWH_TankOutside | HPWH in Exterior Closet |  | 240V Fed. Min. HPWH, Exterior Closet | PGE | PGE | CZ05 | 1992-2010 | Std | Mixed-fuel | Mixed-fuel | -1423.89 | 168.99 | 4751.0613 | 6972.7834 | 3383.5166 | -252.2872 | -193.4849 | N/A | -3101.39 | 3115.7475 | 0 | 0.44684 | -1760.792 | 4526.8693 | 0 | 0.64922 | N/A | N/A | N/A | N/A | -18.832 | -24.5552 | N/A | 10356.3 | 1.4852 | 0.85334 | 33.66% | 3653.97 | 372.363 | 2015.9342 | 2.5356 | 70845.75 | 5077.86
HPWH_TankInside_NotDucted | HPWH in interior closet, not ducted |  | 240V Fed. Min. HPWH, Interior Closet, Not Ducted | PGE | PGE | CZ05 | 1992-2010 | Std | Mixed-fuel | Mixed-fuel | -1181.09 | 130.118 | 4412.5691 | 6634.2911 | 941.4589 | -231.9041 | -197.3313 | N/A | -3236.8169 | 1528.4858 | 0 | 0.23039 | -2448.6116 | 2358.1556 | 0 | 0.35545 | N/A | N/A | N/A | N/A | -19.0276 | -22.3612 | N/A | 7575.75 | 1.1419 | 0.66342 | 26.16% | 3653.97 | 372.363 | 2015.9342 | 2.5356 | 70845.75 | 4835.06
HPWH_TankInside_Ducted | HPWH in interior closet, ducted outside |  | 240V Fed. Min. HPWH, Interior Closet, Ducted | PGE | PGE | CZ05 | 1992-2010 | Std | Mixed-fuel | Mixed-fuel | -1357.3 | 179.892 | 5491.8272 | 7713.5493 | 4524.2007 | -201.5748 | -149.497 | N/A | -1778.7165 | 4908.8531 | 0 | 0.63639 | -591.4271 | 6158.6014 | 0 | 0.79841 | N/A | N/A | N/A | N/A | -27.2446 | -36.7354 | N/A | 12237.75 | 1.5865 | 0.92761 | 36.58% | 3653.97 | 372.363 | 2015.9342 | 2.5356 | 70845.75 | 5011.27
HPSH_9.5HSPF2_17SEER2 | New HPSH 9.5 HSPF2, 17 SEER2 |  | High Efficiency HPSH | PGE | PGE | CZ05 | 1992-2010 | Std | Mixed-fuel | Mixed-fuel | -1181.45 | 151.305 | 3951.0299 | 6429.7645 | 2078.3855 | -42.0709 | -97.3425 | N/A | 1499.9621 | 7498.7763 | 0.23328 | 1.1663 | 239.8593 | 6172.3841 | 0.037305 | 0.95997 | N/A | N/A | N/A | N/A | -93.9136 | -40.589 | N/A | 8508.15 | 1.3232 | 0.68708 | 27.09% | 3648.34 | 372.566 | 2013.2696 | 2.5359 | 69763.5 | 4829.79
MSHP | Ducted MSHP 9.5 HSPF2, 16.5 SEER2 |  | High Eff MSHP | PGE | PGE | CZ05 | 1992-2010 | Std | Mixed-fuel | Mixed-fuel | -1172.65 | 151.305 | 1441.5303 | 2951.3745 | 5623.3755 | -38.5587 | -94.7064 | N/A | 1580.0354 | 7583.0619 | 0.53536 | 2.5693 | 299.9572 | 6235.6435 | 0.10163 | 2.1128 | N/A | N/A | N/A | N/A | -37.3854 | -15.221 | N/A | 8574.75 | 2.9053 | 0.68855 | 27.15% | 3648.34 | 372.566 | 2013.2696 | 2.5359 | 69763.5 | 4820.99
PV_3kW | 3kW PV |  | 3kW PV | PGE | PGE | CZ05 | 1992-2010 | Std | Mixed-fuel | Mixed-fuel | 3653.9703 | 0 | 9608.1502 | 11574.2633 | -3499.0133 | 666.6783 | N/A | 499.7359 | 15199.1944 | 15998.7677 | 1.3132 | 1.3823 | N/A | N/A | N/A | N/A | 11393.1753 | 11992.528 | 0.98435 | 1.0361 | 14.412 | N/A | 19.2265 | 8075.25 | 0.69769 | 0.10154 | 3.922% | 3653.97 | 381.485 | 2036.9379 | 2.5889 | 71928 | -0.00025725
AE | All Electric |  | All Electric | PGE | PGE | CZ05 | 1992-2010 | Std | All Electric | Mixed-fuel | -3885.44 | 381.485 | 6302.3436 | 9121.6976 | 9376.4524 | -773.1814 | -589.6372 | N/A | -12080.947 | 635.4387 | 0 | 0.069662 | -7896.4347 | 5040.0827 | 0 | 0.55254 | N/A | N/A | N/A | N/A | -8.1512 | -10.6885 | N/A | 18498.15 | 2.0279 | 1.7814 | 68.81% | 3653.97 | 381.485 | 2036.9379 | 2.5889 | 71928 | 7539.41
VCHP_base | Base VCHP |  | Base VCHP | PGE | PGE | CZ05 | 1992-2010 | Std | Mixed-fuel | Mixed-fuel | -1025.13 | 132.627 | 8825.7784 | 14273.6008 | -5782.1008 | -25.4515 | -111.1227 | N/A | 1550.9637 | 6763.1075 | 0.10866 | 0.47382 | -402.2025 | 4707.1925 | 0 | 0.32978 | N/A | N/A | N/A | N/A | -346.769 | -79.4237 | N/A | 8491.5 | 0.59491 | 0.60864 | 25.3% | 3501.77 | 353.888 | 1908.4127 | 2.4061 | 67315.95 | 4526.9
VCHP_Fujitsu48 | Fujitsu 48 VCHP |  | Fujitsu 48 VCHP | PGE | PGE | CZ05 | 1992-2010 | Std | Mixed-fuel | Mixed-fuel | -388.18 | 132.627 | 12409.8442 | 20158.142 | -6588.392 | 221.5958 | 80.56 | N/A | 7183.2456 | 12691.6828 | 0.35634 | 0.62961 | 3967.8555 | 9307.143 | 0.19684 | 0.46171 | N/A | N/A | N/A | N/A | 56.0022 | 154.0447 | N/A | 13569.75 | 0.67316 | 0.71412 | 29.68% | 3501.77 | 353.888 | 1908.4127 | 2.4061 | 67315.95 | 3889.95
HPWH_PV | HPWH + 3kW PV |  | 240V Fed. Min. HPWH + 3kW PV | PGE | PGE | CZ05 | 1992-2010 | Std | Mixed-fuel | Mixed-fuel | 3561.5994 | 170.111 | 13940.1604 | 18127.9956 | 3766.7544 | 714.4609 | N/A | 612.1843 | 18956.0855 | 26374.9222 | 1.0457 | 1.4549 | N/A | N/A | N/A | N/A | 16624.3436 | 23920.516 | 0.91705 | 1.3195 | 19.5114 | N/A | 22.7712 | 21894.75 | 1.2078 | 1.0015 | 39.5% | 3653.97 | 372.363 | 2015.9342 | 2.5356 | 70845.75 | 92.3706
HPSH_PV | HPSH + 3kW PV |  | HPSH + 3kW PV | PGE | PGE | CZ05 | 1992-2010 | Std | Mixed-fuel | Mixed-fuel | 3513.879 | 151.305 | 10628.4836 | 13192.2286 | 2475.4214 | 601.5989 | N/A | 502.7213 | 16174.6012 | 22945.3938 | 1.2261 | 1.7393 | N/A | N/A | N/A | N/A | 13920.3507 | 20572.5555 | 1.0552 | 1.5594 | 17.6671 | N/A | 21.1419 | 15667.65 | 1.1876 | 0.78343 | 30.89% | 3648.34 | 372.566 | 2013.2696 | 2.5359 | 69763.5 | 134.461
HPSH_RCV_300CFM | New HPSH |  | Heat Pump Space Heater | SCG | PGE | CZ05 | 1992-2010 | Std | Mixed-fuel | Mixed-fuel | -1439.22 | 151.305 | 1020.3334 | 1617.9653 | 4858.8847 | -204.3118 | -234.433 | N/A | -2634.4751 | 2098.1959 | 0 | 1.2968 | -3321.1881 | 1375.3575 | 0 | 0.85005 | N/A | N/A | N/A | N/A | -4.994 | -4.3523 | N/A | 6476.85 | 4.0031 | 0.64579 | 25.47% | 3648.34 | 372.566 | 1942.8817 | 2.5359 | 69763.5 | 5087.56
DFHP_RCV_300CFM_35F | DFHP, Existing Furnace 35F |  | Dual Fuel Heat Pump (existing furnace) | SCG | PGE | CZ05 | 1992-2010 | Std | Mixed-fuel | Mixed-fuel | -1130.45 | 136.444 | 2014.2367 | 672.8765 | 5026.9735 | -105.1009 | -167.5857 | N/A | -561.6567 | 3824.993 | 0 | 5.6845 | -1986.2104 | 2325.4988 | 0 | 3.4561 | N/A | N/A | N/A | N/A | -19.1648 | -12.0191 | N/A | 5699.85 | 8.4709 | 0.61493 | 24.03% | 3648.34 | 376.446 | 1950.2447 | 2.5586 | 68925.45 | 4778.79
AtticInsulation_R38 | Attic Insulation: R-38 |  | Attic Insulation: R-38 | SCG | PGE | CZ05 | 1992-2010 | Std | Mixed-fuel | Mixed-fuel | 3.97 | 3.213 | 1781.4608 | 1781.4608 | -1331.9108 | 8.1578 | N/A | N/A | 233.717 | 360.9174 | 0.13119 | 0.2026 | N/A | N/A | N/A | N/A | N/A | N/A | N/A | N/A | 218.374 | N/A | N/A | 449.55 | 0.25235 | 0.01937 | 0.7482% | 3653.97 | 381.485 | 1962.627 | 2.5889 | 71928 | 3650
AtticInsulation_R49 | Attic Insulation: R-49 |  | Attic Insulation: R-49 | SCG | PGE | CZ05 | 1992-2010 | Std | Mixed-fuel | Mixed-fuel | 9.1 | 5.975 | 1827.4739 | 1827.4739 | -978.3239 | 15.6346 | N/A | N/A | 443.4206 | 676.1318 | 0.24264 | 0.36998 | N/A | N/A | N/A | N/A | N/A | N/A | N/A | N/A | 116.8868 | N/A | N/A | 849.15 | 0.46466 | 0.03626 | 1.401% | 3653.97 | 381.485 | 1962.627 | 2.5889 | 71928 | 3644.87
Windows_0.28UFactor0.35SHGC | New Windows: 0.28 U-factor, 0.35 SHGC |  | Window Upgrade: 0.28 vs 0.30 U-factor | SCG | PGE | CZ05 | 1992-2010 | Std | Mixed-fuel | Mixed-fuel | 32.41 | 38.586 | 11871.2871 | 11871.2871 | -6826.3371 | 85.9581 | N/A | N/A | 2492.9322 | 3907.7269 | 0.21 | 0.32917 | N/A | N/A | N/A | N/A | N/A | N/A | N/A | N/A | 138.1054 | N/A | N/A | 5044.95 | 0.42497 | 0.23009 | 8.888% | 3653.97 | 381.485 | 1962.627 | 2.5889 | 71928 | 3621.56
Roof_RB | Roofing: Radiant Barrier |  | Radiant Barrier (at roof replacement) | SCG | PGE | CZ05 | 1992-2010 | Std | Mixed-fuel | Mixed-fuel | 10.24 | 5.213 | 892.9455 | 892.9455 | -160.3455 | 14.7115 | N/A | N/A | 412.379 | 619.3931 | 0.46182 | 0.69365 | N/A | N/A | N/A | N/A | N/A | N/A | N/A | N/A | 60.6973 | N/A | N/A | 732.6 | 0.82043 | 0.03197 | 1.235% | 3653.97 | 381.485 | 1962.627 | 2.5889 | 71928 | 3643.73
Roof_0.20Ref | Roofing: Steep Sloped, 0.20 Ref. |  | 0.20 Solar Reflectance Cool Roof (at roof replacement) | SCG | PGE | CZ05 | 1992-2010 | Std | Mixed-fuel | Mixed-fuel | 0.01 | -7.186 | 892.9455 | 1203.407 | -2069.207 | -14.258 | N/A | N/A | -430.3199 | -706.357 | 0 | 0 | N/A | N/A | N/A | N/A | N/A | N/A | N/A | N/A | -62.6279 | N/A | N/A | -865.8 | 0 | -0.04191 | -1.619% | 3653.97 | 381.485 | 1962.627 | 2.5889 | 71928 | 3653.96
Roof_0.25Ref | Roofing: Steep Sloped, 0.25 Ref. |  | 0.25 Solar Reflectance Cool Roof (at roof replacement) | SCG | PGE | CZ05 | 1992-2010 | Std | Mixed-fuel | Mixed-fuel | -0.73 | -10.939 | 1785.8911 | 2406.8139 | -3722.1639 | -22.0148 | N/A | N/A | -662.1445 | -1082.7344 | 0 | 0 | N/A | N/A | N/A | N/A | N/A | N/A | N/A | N/A | -81.1223 | N/A | N/A | -1315.35 | 0 | -0.06391 | -2.469% | 3653.97 | 381.485 | 1962.627 | 2.5889 | 71928 | 3654.7
Ducts_R6 | New Ducts: R-6 |  | New Ducts: R-6 | SCG | PGE | CZ05 | 1992-2010 | Std | Mixed-fuel | Mixed-fuel | 48.92 | 11.001 | 4808.3746 | 4808.3746 | -3043.4746 | 41.4757 | N/A | N/A | 1102.4877 | 1538.2147 | 0.22928 | 0.3199 | N/A | N/A | N/A | N/A | N/A | N/A | N/A | N/A | 115.9322 | N/A | N/A | 1764.9 | 0.36705 | 0.07136 | 2.756% | 3653.97 | 381.485 | 1962.627 | 2.5889 | 71928 | 3605.05
Ducts_R8 | New Ducts: R-8 |  | New Ducts: R-8 | SCG | PGE | CZ05 | 1992-2010 | Std | Mixed-fuel | Mixed-fuel | 52.5 | 13.516 | 6311.1144 | 6311.1144 | -4213.2144 | 47.7234 | N/A | N/A | 1279.95 | 1809.3284 | 0.20281 | 0.28669 | N/A | N/A | N/A | N/A | N/A | N/A | N/A | N/A | 132.2435 | N/A | N/A | 2097.9 | 0.33241 | 0.08661 | 3.345% | 3653.97 | 381.485 | 1962.627 | 2.5889 | 71928 | 3601.47
DuctSealing_10% | Duct Sealing: 10% |  | Duct Sealing: 10% | SCG | PGE | CZ05 | 1992-2010 | Std | Mixed-fuel | Mixed-fuel | 5.63 | 5.039 | 1400.2974 | 1400.2974 | -717.6474 | 12.3823 | N/A | N/A | 356.1808 | 552.7824 | 0.25436 | 0.39476 | N/A | N/A | N/A | N/A | N/A | N/A | N/A | N/A | 113.0887 | N/A | N/A | 682.65 | 0.4875 | 0.03029 | 1.17% | 3653.97 | 381.485 | 1962.627 | 2.5889 | 71928 | 3648.34
HPWH | HPWH |  | 240V Fed. Min. HPWH | SCG | PGE | CZ05 | 1992-2010 | Std | Mixed-fuel | Mixed-fuel | -1391.5 | 170.111 | 4332.0102 | 6553.7323 | 4185.5177 | -294.3117 | -238.2143 | N/A | -4471.7351 | 680.8792 | 0 | 0.10389 | -3192.8053 | 2027.0887 | 0 | 0.3093 | N/A | N/A | N/A | N/A | -14.7191 | -18.1853 | N/A | 10739.25 | 1.6386 | 0.86381 | 34.07% | 3653.97 | 372.363 | 1944.1215 | 2.5356 | 70845.75 | 5045.47
HPWH_HighEfficiency | High Efficiency HPWH |  | 240V Market Std. NEEA HPWH | SCG | PGE | CZ05 | 1992-2010 | Std | Mixed-fuel | Mixed-fuel | -1077.46 | 170.275 | 5192.8306 | 7967.0806 | 5053.2194 | -158.2074 | -131.0826 | N/A | -1366.6552 | 3954.4128 | 0 | 0.49634 | -748.253 | 4605.3468 | 0 | 0.57805 | N/A | N/A | N/A | N/A | -32.8229 | -39.6149 | N/A | 13020.3 | 1.6343 | 0.89946 | 35.47% | 3653.97 | 372.363 | 1944.1215 | 2.5356 | 70845.75 | 4731.43
HPWH_HighEfficiency_DR | High Efficiency HPWH with Demand Response |  | 240V Market Std. NEEA HPWH + DR | SCG | PGE | CZ05 | 1992-2010 | Std | Mixed-fuel | Mixed-fuel | -967.65 | 170.296 | 5192.8306 | 7967.0806 | 6268.6694 | -109.8947 | -87.9611 | N/A | -264.9249 | 5114.7715 | 0 | 0.64199 | 235.1268 | 5641.129 | 0.029512 | 0.70805 | N/A | N/A | N/A | N/A | -47.2528 | -59.0355 | N/A | 14235.75 | 1.7868 | 0.91877 | 36.24% | 3653.97 | 372.363 | 1944.1215 | 2.5356 | 70845.75 | 4621.62
HPWH_120V | 120V HPWH |  | 120V Market Std. NEEA HPWH | SCG | PGE | CZ05 | 1992-2010 | Std | Mixed-fuel | Mixed-fuel | -935.01 | 170.708 | 2892.8863 | 4272.7328 | 10196.1172 | -94.7107 | -76.7981 | N/A | 86.6008 | 5497.6796 | 0.020268 | 1.2867 | 494.9787 | 5927.5408 | 0.11585 | 1.3873 | N/A | N/A | N/A | N/A | -30.5444 | -37.6687 | N/A | 14468.85 | 3.3863 | 0.92207 | 36.37% | 3653.97 | 372.363 | 1944.1215 | 2.5356 | 70845.75 | 4588.98
HPWH_TankOutside | HPWH in Exterior Closet |  | 240V Fed. Min. HPWH, Exterior Closet | SCG | PGE | CZ05 | 1992-2010 | Std | Mixed-fuel | Mixed-fuel | -1423.89 | 168.99 | 4751.0613 | 6972.7834 | 3383.5166 | -310.4738 | -251.6715 | N/A | -4854.747 | 242.7146 | 0 | 0.034809 | -3514.149 | 1653.8365 | 0 | 0.23718 | N/A | N/A | N/A | N/A | -15.3026 | -18.878 | N/A | 10356.3 | 1.4852 | 0.85334 | 33.66% | 3653.97 | 372.363 | 1944.1215 | 2.5356 | 70845.75 | 5077.86
HPWH_TankInside_NotDucted | HPWH in interior closet, not ducted |  | 240V Fed. Min. HPWH, Interior Closet, Not Ducted | SCG | PGE | CZ05 | 1992-2010 | Std | Mixed-fuel | Mixed-fuel | -1181.09 | 130.118 | 4412.5691 | 6634.2911 | 941.4589 | -277.2551 | -242.6823 | N/A | -4603.3923 | -710.7706 | 0 | 0 | -3815.187 | 118.8992 | 0 | 0.017922 | N/A | N/A | N/A | N/A | -15.9152 | -18.1825 | N/A | 7575.75 | 1.1419 | 0.66342 | 26.16% | 3653.97 | 372.363 | 1944.1215 | 2.5356 | 70845.75 | 4835.06
HPWH_TankInside_Ducted | HPWH in interior closet, ducted outside |  | 240V Fed. Min. HPWH, Interior Closet, Ducted | SCG | PGE | CZ05 | 1992-2010 | Std | Mixed-fuel | Mixed-fuel | -1357.3 | 179.892 | 5491.8272 | 7713.5493 | 4524.2007 | -263.2514 | -211.1737 | N/A | -3637.2377 | 1863.4994 | 0 | 0.24159 | -2449.9483 | 3113.2477 | 0 | 0.40361 | N/A | N/A | N/A | N/A | -20.8615 | -26.0062 | N/A | 12237.75 | 1.5865 | 0.92761 | 36.58% | 3653.97 | 372.363 | 1944.1215 | 2.5356 | 70845.75 | 5011.27
HPSH_9.5HSPF2_17SEER2 | New HPSH 9.5 HSPF2, 17 SEER2 |  | High Efficiency HPSH | SCG | PGE | CZ05 | 1992-2010 | Std | Mixed-fuel | Mixed-fuel | -1181.45 | 151.305 | 3951.0299 | 6429.7645 | 2078.3855 | -101.4586 | -156.7302 | N/A | -289.5861 | 4566.4408 | 0 | 0.7102 | -1549.689 | 3240.0486 | 0 | 0.50391 | N/A | N/A | N/A | N/A | -38.9423 | -25.2091 | N/A | 8508.15 | 1.3232 | 0.68708 | 27.09% | 3648.34 | 372.566 | 1942.8817 | 2.5359 | 69763.5 | 4829.79
MSHP | Ducted MSHP 9.5 HSPF2, 16.5 SEER2 |  | High Eff MSHP | SCG | PGE | CZ05 | 1992-2010 | Std | Mixed-fuel | Mixed-fuel | -1172.65 | 151.305 | 1441.5303 | 2951.3745 | 5623.3755 | -97.9464 | -154.0941 | N/A | -209.5129 | 4650.7264 | 0 | 1.5758 | -1489.5911 | 3303.308 | 0 | 1.1192 | N/A | N/A | N/A | N/A | -14.7175 | -9.3549 | N/A | 8574.75 | 2.9053 | 0.68855 | 27.15% | 3648.34 | 372.566 | 1942.8817 | 2.5359 | 69763.5 | 4820.99
PV_3kW | 3kW PV |  | 3kW PV | SCG | PGE | CZ05 | 1992-2010 | Std | Mixed-fuel | Mixed-fuel | 3653.9703 | 0 | 9608.1502 | 11574.2633 | -3499.0133 | 666.6783 | N/A | 499.7359 | 15199.1944 | 15998.7677 | 1.3132 | 1.3823 | N/A | N/A | N/A | N/A | 11393.1753 | 11992.528 | 0.98435 | 1.0361 | 14.412 | N/A | 19.2265 | 8075.25 | 0.69769 | 0.10154 | 3.922% | 3653.97 | 381.485 | 1962.627 | 2.5889 | 71928 | -0.00025725
AE | All Electric |  | All Electric | SCG | PGE | CZ05 | 1992-2010 | Std | All Electric | Mixed-fuel | -3885.44 | 381.485 | 6302.3436 | 9121.6976 | 9376.4524 | -847.4923 | -663.9481 | N/A | -14320.1817 | -3033.7483 | 0 | 0 | -10135.6694 | 1370.8956 | 0 | 0.15029 | N/A | N/A | N/A | N/A | -7.4365 | -9.4922 | N/A | 18498.15 | 2.0279 | 1.7814 | 68.81% | 3653.97 | 381.485 | 1962.627 | 2.5889 | 71928 | 7539.41
VCHP_base | Base VCHP |  | Base VCHP | SCG | PGE | CZ05 | 1992-2010 | Std | Mixed-fuel | Mixed-fuel | -1025.13 | 132.627 | 8825.7784 | 14273.6008 | -5782.1008 | -75.6016 | -161.2729 | N/A | 39.7722 | 4286.8845 | 0.0027864 | 0.30034 | -1913.394 | 2230.9695 | 0 | 0.1563 | N/A | N/A | N/A | N/A | -116.7406 | -54.7257 | N/A | 8491.5 | 0.59491 | 0.60864 | 25.3% | 3501.77 | 353.888 | 1847.2623 | 2.4061 | 67315.95 | 4526.9
VCHP_Fujitsu48 | Fujitsu 48 VCHP |  | Fujitsu 48 VCHP | SCG | PGE | CZ05 | 1992-2010 | Std | Mixed-fuel | Mixed-fuel | -388.18 | 132.627 | 12409.8442 | 20158.142 | -6588.392 | 171.4457 | 30.4098 | N/A | 5672.054 | 10215.4598 | 0.28138 | 0.50677 | 2456.664 | 6830.92 | 0.12187 | 0.33887 | N/A | N/A | N/A | N/A | 72.3835 | 408.0865 | N/A | 13569.75 | 0.67316 | 0.71412 | 29.68% | 3501.77 | 353.888 | 1847.2623 | 2.4061 | 67315.95 | 3889.95
HPWH_PV | HPWH + 3kW PV |  | 240V Fed. Min. HPWH + 3kW PV | SCG | PGE | CZ05 | 1992-2010 | Std | Mixed-fuel | Mixed-fuel | 3561.5994 | 170.111 | 13940.1604 | 18127.9956 | 3766.7544 | 655.9155 | N/A | 553.639 | 17191.9203 | 23484.1791 | 0.94836 | 1.2955 | N/A | N/A | N/A | N/A | 14860.1784 | 21029.773 | 0.81974 | 1.1601 | 21.253 | N/A | 25.1792 | 21894.75 | 1.2078 | 1.0015 | 39.5% | 3653.97 | 372.363 | 1944.1215 | 2.5356 | 70845.75 | 92.3706
HPSH_PV | HPSH + 3kW PV |  | HPSH + 3kW PV | SCG | PGE | CZ05 | 1992-2010 | Std | Mixed-fuel | Mixed-fuel | 3513.879 | 151.305 | 10628.4836 | 13192.2286 | 2475.4214 | 542.2112 | N/A | 443.3336 | 14385.0529 | 20013.0582 | 1.0904 | 1.517 | N/A | N/A | N/A | N/A | 12130.8025 | 17640.22 | 0.91954 | 1.3372 | 19.6021 | N/A | 23.974 | 15667.65 | 1.1876 | 0.78343 | 30.89% | 3648.34 | 372.566 | 1942.8817 | 2.5359 | 69763.5 | 134.461
HPSH_RCV_300CFM | New HPSH |  | Heat Pump Space Heater | SCG | SCE | CZ06 | 1992-2010 | Std | Mixed-fuel | Mixed-fuel | -212.17 | 28.707 | 1020.3334 | 1617.9653 | 35.9347 | -24.6168 | -185.5389 | N/A | -166.1994 | 704.7925 | 0 | 0.4356 | -3791.1888 | -3156.9737 | 0 | 0 | N/A | N/A | N/A | N/A | -41.4487 | -5.4993 | N/A | 1653.9 | 1.0222 | 0.12148 | 7% | 3678.46 | 237.079 | 1497.2785 | 1.7354 | 53785.05 | 3890.63
DFHP_RCV_300CFM_35F | DFHP, Existing Furnace 35F |  | Dual Fuel Heat Pump (existing furnace) | SCG | SCE | CZ06 | 1992-2010 | Std | Mixed-fuel | Mixed-fuel | -204.56 | 29.102 | 2014.2367 | 672.8765 | 825.6235 | -21.5924 | -183.039 | N/A | -92.6163 | 795.5709 | 0 | 1.1823 | -3729.4191 | -3078.7804 | 0 | 0 | N/A | N/A | N/A | N/A | -93.2845 | -11.0044 | N/A | 1498.5 | 2.227 | 0.12543 | 7.21% | 3678.46 | 237.816 | 1498.5875 | 1.7397 | 53624.1 | 3883.02
AtticInsulation_R38 | Attic Insulation: R-38 |  | Attic Insulation: R-38 | SCG | SCE | CZ06 | 1992-2010 | Std | Mixed-fuel | Mixed-fuel | 20.28 | 1.233 | 1781.4608 | 1781.4608 | -1498.4108 | 10.4265 | N/A | N/A | 251.5598 | 305.8892 | 0.14121 | 0.17171 | N/A | N/A | N/A | N/A | N/A | N/A | N/A | N/A | 170.8588 | N/A | N/A | 283.05 | 0.15889 | 0.00826 | 0.4729% | 3704.29 | 238.705 | 1511.3086 | 1.7466 | 54362.25 | 3684.01
AtticInsulation_R49 | Attic Insulation: R-49 |  | Attic Insulation: R-49 | SCG | SCE | CZ06 | 1992-2010 | Std | Mixed-fuel | Mixed-fuel | 36.55 | 2.264 | 1827.4739 | 1827.4739 | -1311.3239 | 19.0351 | N/A | N/A | 459.4257 | 559.0031 | 0.2514 | 0.30589 | N/A | N/A | N/A | N/A | N/A | N/A | N/A | N/A | 96.0057 | N/A | N/A | 516.15 | 0.28244 | 0.01524 | 0.8726% | 3704.29 | 238.705 | 1511.3086 | 1.7466 | 54362.25 | 3667.74
Windows_0.28UFactor0.23SHGC | New Windows: 0.28 U-factor, 0.23 SHGC |  | Window Upgrade: 0.28 vs 0.30 U-factor | SCG | SCE | CZ06 | 1992-2010 | Std | Mixed-fuel | Mixed-fuel | 77.2 | 3.797 | 11462.7824 | 11462.7824 | -10513.7324 | 37.3769 | N/A | N/A | 893.6025 | 1069.2324 | 0.077957 | 0.093279 | N/A | N/A | N/A | N/A | N/A | N/A | N/A | N/A | 306.6808 | N/A | N/A | 949.05 | 0.082794 | 0.02613 | 1.496% | 3704.29 | 238.705 | 1511.3086 | 1.7466 | 54362.25 | 3627.09
Roof_RB | Roofing: Radiant Barrier |  | Radiant Barrier (at roof replacement) | SCG | SCE | CZ06 | 1992-2010 | Std | Mixed-fuel | Mixed-fuel | 20.5 | 1.494 | 892.9455 | 892.9455 | -593.2455 | 10.9694 | N/A | N/A | 267.2775 | 330.5544 | 0.29932 | 0.37018 | N/A | N/A | N/A | N/A | N/A | N/A | N/A | N/A | 81.4032 | N/A | N/A | 299.7 | 0.33563 | 0.00989 | 0.5663% | 3704.29 | 238.705 | 1511.3086 | 1.7466 | 54362.25 | 3683.79
Roof_0.20Ref | Roofing: Steep Sloped, 0.20 Ref. |  | 0.20 Solar Reflectance Cool Roof (at roof replacement) | SCG | SCE | CZ06 | 1992-2010 | Std | Mixed-fuel | Mixed-fuel | 31.82 | -2.104 | 892.9455 | 1203.407 | -1286.657 | 9.4714 | N/A | N/A | 185.647 | 134.849 | 0.15427 | 0.11206 | N/A | N/A | N/A | N/A | N/A | N/A | N/A | N/A | 94.2782 | N/A | N/A | -83.25 | 0 | -0.01092 | -0.6252% | 3704.29 | 238.705 | 1511.3086 | 1.7466 | 54362.25 | 3672.47
Roof_0.25Ref | Roofing: Steep Sloped, 0.25 Ref. |  | 0.25 Solar Reflectance Cool Roof (at roof replacement) | SCG | SCE | CZ06 | 1992-2010 | Std | Mixed-fuel | Mixed-fuel | 47.12 | -3.247 | 1785.8911 | 2406.8139 | -2523.3639 | 13.6776 | N/A | N/A | 265.3983 | 185.7488 | 0.11027 | 0.077176 | N/A | N/A | N/A | N/A | N/A | N/A | N/A | N/A | 130.5707 | N/A | N/A | -116.55 | 0 | -0.01691 | -0.9682% | 3704.29 | 238.705 | 1511.3086 | 1.7466 | 54362.25 | 3657.17
Ducts_R6 | New Ducts: R-6 |  | New Ducts: R-6 | SCG | SCE | CZ06 | 1992-2010 | Std | Mixed-fuel | Mixed-fuel | 34.72 | 2.204 | 4808.3746 | 4808.3746 | -4292.2246 | 17.732 | N/A | N/A | 429.2617 | 525.0276 | 0.089274 | 0.10919 | N/A | N/A | N/A | N/A | N/A | N/A | N/A | N/A | 271.1692 | N/A | N/A | 516.15 | 0.10734 | 0.01601 | 0.9167% | 3704.29 | 238.705 | 1511.3086 | 1.7466 | 54362.25 | 3669.57
Ducts_R8 | New Ducts: R-8 |  | New Ducts: R-8 | SCG | SCE | CZ06 | 1992-2010 | Std | Mixed-fuel | Mixed-fuel | 38.47 | 2.817 | 6311.1144 | 6311.1144 | -5678.4144 | 20.2664 | N/A | N/A | 494.6474 | 613.5232 | 0.078377 | 0.097213 | N/A | N/A | N/A | N/A | N/A | N/A | N/A | N/A | 311.4083 | N/A | N/A | 632.7 | 0.10025 | 0.01985 | 1.137% | 3704.29 | 238.705 | 1511.3086 | 1.7466 | 54362.25 | 3665.82
DuctSealing_10% | Duct Sealing: 10% |  | Duct Sealing: 10% | SCG | SCE | CZ06 | 1992-2010 | Std | Mixed-fuel | Mixed-fuel | 6.62 | 0.889 | 1400.2974 | 1400.2974 | -1267.0974 | 4.305 | N/A | N/A | 109.0095 | 143.4577 | 0.077847 | 0.10245 | N/A | N/A | N/A | N/A | N/A | N/A | N/A | N/A | 325.2739 | N/A | N/A | 133.2 | 0.095123 | 0.00569 | 0.3258% | 3704.29 | 238.705 | 1511.3086 | 1.7466 | 54362.25 | 3697.67
HPWH | HPWH |  | 240V Fed. Min. HPWH | SCG | SCE | CZ06 | 1992-2010 | Std | Mixed-fuel | Mixed-fuel | -1010.91 | 156.6581 | 4332.0102 | 6553.7323 | 5484.2177 | -105.7792 | -242.1889 | N/A | -350.6924 | 4241.1431 | 0 | 0.64713 | -3423.5071 | 967.6184 | 0 | 0.14764 | N/A | N/A | N/A | N/A | -40.9533 | -17.8869 | N/A | 12037.95 | 1.8368 | 0.82916 | 48.94% | 3704.29 | 229.765 | 1494.6026 | 1.6943 | 53296.65 | 4715.2
HPWH_HighEfficiency | High Efficiency HPWH |  | 240V Market Std. NEEA HPWH | SCG | SCE | CZ06 | 1992-2010 | Std | Mixed-fuel | Mixed-fuel | -848.29 | 156.7135 | 5192.8306 | 7967.0806 | 5253.0194 | -36.74 | -185.118 | N/A | 1205.2497 | 5900.3974 | 0.15128 | 0.7406 | -2137.1655 | 2339.6625 | 0 | 0.29367 | N/A | N/A | N/A | N/A | -141.34 | -28.0515 | N/A | 13220.1 | 1.6593 | 0.84807 | 50.05% | 3704.29 | 229.765 | 1494.6026 | 1.6943 | 53296.65 | 4552.58
HPWH_HighEfficiency_DR | High Efficiency HPWH with Demand Response |  | 240V Market Std. NEEA HPWH + DR | SCG | SCE | CZ06 | 1992-2010 | Std | Mixed-fuel | Mixed-fuel | -780.48 | 156.7219 | 5192.8306 | 7967.0806 | 5902.3694 | -1.5738 | -144.9741 | N/A | 1997.5284 | 6744.6785 | 0.25072 | 0.84657 | -1232.7596 | 3303.3948 | 0 | 0.41463 | N/A | N/A | N/A | N/A | -3299.6421 | -35.819 | N/A | 13869.45 | 1.7408 | 0.85914 | 50.71% | 3704.29 | 229.765 | 1494.6026 | 1.6943 | 53296.65 | 4484.77
HPWH_120V | 120V HPWH |  | 120V Market Std. NEEA HPWH | SCG | SCE | CZ06 | 1992-2010 | Std | Mixed-fuel | Mixed-fuel | -798.83 | 156.8538 | 2892.8863 | 4272.7328 | 9363.6172 | -9.7091 | -148.1956 | N/A | 1816.0324 | 6555.3305 | 0.42503 | 1.5342 | -1303.5662 | 3231.9662 | 0 | 0.75642 | N/A | N/A | N/A | N/A | -297.9576 | -19.5207 | N/A | 13636.35 | 3.1915 | 0.85247 | 50.31% | 3704.29 | 229.765 | 1494.6026 | 1.6943 | 53296.65 | 4503.12
HPWH_TankOutside | HPWH in Exterior Closet |  | 240V Fed. Min. HPWH, Exterior Closet | SCG | SCE | CZ06 | 1992-2010 | Std | Mixed-fuel | Mixed-fuel | -1032.18 | 156.2824 | 4751.0613 | 6972.7834 | 4848.7166 | -118.2221 | -255.6957 | N/A | -636.0033 | 3925.8034 | 0 | 0.56302 | -3732.7813 | 626.7503 | 0 | 0.089885 | N/A | N/A | N/A | N/A | -40.1876 | -18.5809 | N/A | 11821.5 | 1.6954 | 0.82395 | 48.63% | 3704.29 | 229.765 | 1494.6026 | 1.6943 | 53296.65 | 4736.47
HPWH_TankInside_NotDucted | HPWH in interior closet, not ducted |  | 240V Fed. Min. HPWH, Interior Closet, Not Ducted | SCG | SCE | CZ06 | 1992-2010 | Std | Mixed-fuel | Mixed-fuel | -868.4 | 141.567 | 4412.5691 | 6634.2911 | 4487.9089 | -70.8528 | -218.3216 | N/A | 238.1592 | 4419.0204 | 0.035898 | 0.66609 | -3083.7739 | 880.1055 | 0 | 0.13266 | N/A | N/A | N/A | N/A | -62.2779 | -20.2113 | N/A | 11122.2 | 1.6765 | 0.75296 | 44.44% | 3704.29 | 229.765 | 1494.6026 | 1.6943 | 53296.65 | 4572.69
HPWH_TankInside_Ducted | HPWH in interior closet, ducted outside |  | 240V Fed. Min. HPWH, Interior Closet, Ducted | SCG | SCE | CZ06 | 1992-2010 | Std | Mixed-fuel | Mixed-fuel | -1024.01 | 160.0952 | 5491.8272 | 7713.5493 | 4707.3507 | -107.0009 | -244.5515 | N/A | -332.3646 | 4364.7828 | 0 | 0.56586 | -3430.8792 | 1063.8798 | 0 | 0.13792 | N/A | N/A | N/A | N/A | -51.3251 | -22.4567 | N/A | 12420.9 | 1.6103 | 0.85099 | 50.23% | 3704.29 | 229.765 | 1494.6026 | 1.6943 | 53296.65 | 4728.3
HPSH_9.5HSPF2_17SEER2 | New HPSH 9.5 HSPF2, 17 SEER2 |  | High Efficiency HPSH | SCG | SCE | CZ06 | 1992-2010 | Std | Mixed-fuel | Mixed-fuel | -146.85 | 28.707 | 3951.0299 | 6429.7645 | -4259.7145 | -2.5293 | -166.3305 | N/A | 331.3497 | 1234.8405 | 0.051534 | 0.19205 | -3358.4943 | -2696.0165 | 0 | 0 | N/A | N/A | N/A | N/A | -1562.0769 | -23.7541 | N/A | 2170.05 | 0.3375 | 0.13265 | 7.644% | 3678.46 | 237.079 | 1497.2785 | 1.7354 | 53785.05 | 3825.31
MSHP | Ducted MSHP 9.5 HSPF2, 16.5 SEER2 |  | High Eff MSHP | SCG | SCE | CZ06 | 1992-2010 | Std | Mixed-fuel | Mixed-fuel | -155.4 | 28.707 | 1441.5303 | 2951.3745 | -831.2745 | -6.4037 | -170.1229 | N/A | 244.0752 | 1141.8654 | 0.082699 | 0.38689 | -3443.9222 | -2787.0244 | 0 | 0 | N/A | N/A | N/A | N/A | -225.1099 | -8.4735 | N/A | 2120.1 | 0.71834 | 0.13236 | 7.627% | 3678.46 | 237.079 | 1497.2785 | 1.7354 | 53785.05 | 3833.86
PV_3kW | 3kW PV |  | 3kW PV | SCG | SCE | CZ06 | 1992-2010 | Std | Mixed-fuel | Mixed-fuel | 3704.2894 | 0 | 9608.1502 | 11574.2633 | -2966.2133 | 609.5094 | N/A | 423.8932 | 13730.0267 | 14626.8437 | 1.1863 | 1.2637 | N/A | N/A | N/A | N/A | 9548.7701 | 10172.4761 | 0.825 | 0.87889 | 15.7637 | N/A | 22.6664 | 8608.05 | 0.74372 | 0.10493 | 6.008% | 3704.29 | 238.705 | 1511.3086 | 1.7466 | 54362.25 | 0.00061683
AE | All Electric |  | All Electric | SCG | SCE | CZ06 | 1992-2010 | Std | All Electric | Mixed-fuel | -2252.69 | 238.705 | 6302.3436 | 9121.6976 | 4531.3024 | -469.02 | -514.1099 | N/A | -7386.5122 | -650.2709 | 0 | 0 | -8402.2224 | -1732.3252 | 0 | 0 | N/A | N/A | N/A | N/A | -13.4373 | -12.2587 | N/A | 13653 | 1.4968 | 1.1841 | 67.79% | 3704.29 | 238.705 | 1511.3086 | 1.7466 | 54362.25 | 5956.98
VCHP_base | Base VCHP |  | Base VCHP | SCG | SCE | CZ06 | 1992-2010 | Std | Mixed-fuel | Mixed-fuel | -137.12 | 23.935 | 8825.7784 | 14273.6008 | -12425.4508 | -6.5437 | -173.4102 | N/A | 176.3208 | 922.9854 | 0.012353 | 0.064664 | -3582.5732 | -3081.4317 | 0 | 0 | N/A | N/A | N/A | N/A | -1348.7446 | -50.8954 | N/A | 1848.15 | 0.12948 | 0.10689 | 6.285% | 3621.97 | 232.307 | 1469.2331 | 1.7008 | 52963.65 | 3759.09
VCHP_Fujitsu48 | Fujitsu 48 VCHP |  | Fujitsu 48 VCHP | SCG | SCE | CZ06 | 1992-2010 | Std | Mixed-fuel | Mixed-fuel | -19.38 | 23.935 | 12409.8442 | 20158.142 | -17344.292 | 32.4495 | -140.1419 | N/A | 1054.695 | 1858.7332 | 0.052321 | 0.092208 | -2833.1613 | -2283.0698 | 0 | 0 | N/A | N/A | N/A | N/A | 382.4359 | -88.552 | N/A | 2813.85 | 0.13959 | 0.12766 | 7.506% | 3621.97 | 232.307 | 1469.2331 | 1.7008 | 52963.65 | 3641.35
HPWH_PV | HPWH + 3kW PV |  | 240V Fed. Min. HPWH + 3kW PV | SCG | SCE | CZ06 | 1992-2010 | Std | Mixed-fuel | Mixed-fuel | 3704.2899 | 156.6581 | 13940.1604 | 18127.9956 | 5248.6044 | 734.921 | N/A | 542.348 | 18587.2214 | 24416.0422 | 1.0253 | 1.3469 | N/A | N/A | N/A | N/A | 14249.2531 | 19794.7268 | 0.78604 | 1.0919 | 18.9682 | N/A | 25.7034 | 23376.6 | 1.2895 | 0.96273 | 56.82% | 3704.29 | 229.765 | 1494.6026 | 1.6943 | 53296.65 | 6.5953e-05
HPSH_PV | HPSH + 3kW PV |  | HPSH + 3kW PV | SCG | SCE | CZ06 | 1992-2010 | Std | Mixed-fuel | Mixed-fuel | 3678.4595 | 28.707 | 10628.4836 | 13192.2286 | -2797.0786 | 612.6582 | N/A | 442.5432 | 14189.2845 | 15997.9469 | 1.0756 | 1.2127 | N/A | N/A | N/A | N/A | 10357.2131 | 11915.5726 | 0.7851 | 0.90323 | 17.3481 | N/A | 24.0168 | 10395.15 | 0.78798 | 0.23169 | 13.35% | 3678.46 | 237.079 | 1497.2785 | 1.7354 | 53785.05 | 0.0004527
HPSH_RCV_300CFM | New HPSH |  | Heat Pump Space Heater | SDGE | SDGE | CZ07 | 1992-2010 | Std | Mixed-fuel | Mixed-fuel | -164.01 | 23.326 | 1020.3334 | 1617.9653 | 58.1347 | -66.5618 | -72.0807 | N/A | -1256.3074 | -78.7099 | 0 | 0 | -1389.8895 | -211.1514 | 0 | 0 | N/A | N/A | N/A | N/A | -15.3291 | -14.1554 | N/A | 1676.1 | 1.0359 | 0.10353 | 6.085% | 3799.72 | 230.139 | 2127.2702 | 1.7013 | 54639.75 | 3963.73
DFHP_RCV_300CFM_35F | DFHP, Existing Furnace 35F |  | Dual Fuel Heat Pump (existing furnace) | SDGE | SDGE | CZ07 | 1992-2010 | Std | Mixed-fuel | Mixed-fuel | -154.23 | 23.408 | 2014.2367 | 672.8765 | 870.0235 | -60.9391 | -68.4334 | N/A | -1118.1321 | 65.131 | 0 | 0.096795 | -1299.5278 | -114.7158 | 0 | 0 | N/A | N/A | N/A | N/A | -33.0533 | -29.4335 | N/A | 1542.9 | 2.293 | 0.10562 | 6.196% | 3799.72 | 230.737 | 2128.8481 | 1.7048 | 54506.55 | 3953.95
AtticInsulation_R38 | Attic Insulation: R-38 |  | Attic Insulation: R-38 | SDGE | SDGE | CZ07 | 1992-2010 | Std | Mixed-fuel | Mixed-fuel | 29.71 | 1.045 | 1781.4608 | 1781.4608 | -1431.8108 | 21.7107 | N/A | N/A | 541.9323 | 591.369 | 0.30421 | 0.33196 | N/A | N/A | N/A | N/A | N/A | N/A | N/A | N/A | 82.0546 | N/A | N/A | 349.65 | 0.19627 | 0.00777 | 0.4539% | 3847.12 | 231.464 | 2161.072 | 1.7119 | 55377.9 | 3817.41
AtticInsulation_R49 | Attic Insulation: R-49 |  | Attic Insulation: R-49 | SDGE | SDGE | CZ07 | 1992-2010 | Std | Mixed-fuel | Mixed-fuel | 53.39 | 1.927 | 1827.4739 | 1827.4739 | -1161.4739 | 39.3314 | N/A | N/A | 982.3006 | 1073.5961 | 0.53752 | 0.58748 | N/A | N/A | N/A | N/A | N/A | N/A | N/A | N/A | 46.4635 | N/A | N/A | 666 | 0.36444 | 0.01436 | 0.8388% | 3847.12 | 231.464 | 2161.072 | 1.7119 | 55377.9 | 3793.73
Windows_0.28UFactor0.23SHGC | New Windows: 0.28 U-factor, 0.23 SHGC |  | Window Upgrade: 0.28 vs 0.30 U-factor | SDGE | SDGE | CZ07 | 1992-2010 | Std | Mixed-fuel | Mixed-fuel | 99.35 | 3.488 | 11462.7824 | 11462.7824 | -10413.8324 | 69.0969 | N/A | N/A | 1727.0855 | 1892.035 | 0.15067 | 0.16506 | N/A | N/A | N/A | N/A | N/A | N/A | N/A | N/A | 165.8943 | N/A | N/A | 1048.95 | 0.091509 | 0.02465 | 1.44% | 3847.12 | 231.464 | 2161.072 | 1.7119 | 55377.9 | 3747.77
Roof_RB | Roofing: Radiant Barrier |  | Radiant Barrier (at roof replacement) | SDGE | SDGE | CZ07 | 1992-2010 | Std | Mixed-fuel | Mixed-fuel | 30.32 | 1.5 | 892.9455 | 892.9455 | -460.0455 | 23.5868 | N/A | N/A | 594.3896 | 666.5582 | 0.66565 | 0.74647 | N/A | N/A | N/A | N/A | N/A | N/A | N/A | N/A | 37.8579 | N/A | N/A | 432.9 | 0.4848 | 0.01039 | 0.6069% | 3847.12 | 231.464 | 2161.072 | 1.7119 | 55377.9 | 3816.8
Roof_0.20Ref | Roofing: Steep Sloped, 0.20 Ref. |  | 0.20 Solar Reflectance Cool Roof (at roof replacement) | SDGE | SDGE | CZ07 | 1992-2010 | Std | Mixed-fuel | Mixed-fuel | 48.48 | -2.074 | 892.9455 | 1203.407 | -1103.507 | 24.8671 | N/A | N/A | 569.3902 | 457.6251 | 0.47315 | 0.38027 | N/A | N/A | N/A | N/A | N/A | N/A | N/A | N/A | 35.9087 | N/A | N/A | 99.9 | 0.083014 | -0.00971 | -0.5672% | 3847.12 | 231.464 | 2161.072 | 1.7119 | 55377.9 | 3798.64
Roof_0.25Ref | Roofing: Steep Sloped, 0.25 Ref. |  | 0.25 Solar Reflectance Cool Roof (at roof replacement) | SDGE | SDGE | CZ07 | 1992-2010 | Std | Mixed-fuel | Mixed-fuel | 70.9 | -3.182 | 1785.8911 | 2406.8139 | -2290.2639 | 35.8876 | N/A | N/A | 818.7785 | 647.7979 | 0.34019 | 0.26915 | N/A | N/A | N/A | N/A | N/A | N/A | N/A | N/A | 49.7634 | N/A | N/A | 116.55 | 0.048425 | -0.01504 | -0.8785% | 3847.12 | 231.464 | 2161.072 | 1.7119 | 55377.9 | 3776.22
Ducts_R6 | New Ducts: R-6 |  | New Ducts: R-6 | SDGE | SDGE | CZ07 | 1992-2010 | Std | Mixed-fuel | Mixed-fuel | 53.81 | 1.839 | 4808.3746 | 4808.3746 | -4109.0746 | 37.707 | N/A | N/A | 941.4364 | 1027.9943 | 0.19579 | 0.21379 | N/A | N/A | N/A | N/A | N/A | N/A | N/A | N/A | 127.5195 | N/A | N/A | 699.3 | 0.14543 | 0.01464 | 0.8552% | 3847.12 | 231.464 | 2161.072 | 1.7119 | 55377.9 | 3793.31
Ducts_R8 | New Ducts: R-8 |  | New Ducts: R-8 | SDGE | SDGE | CZ07 | 1992-2010 | Std | Mixed-fuel | Mixed-fuel | 59.91 | 2.359 | 6311.1144 | 6311.1144 | -5495.2644 | 42.7327 | N/A | N/A | 1071.2257 | 1183.4636 | 0.16974 | 0.18752 | N/A | N/A | N/A | N/A | N/A | N/A | N/A | N/A | 147.6882 | N/A | N/A | 815.85 | 0.12927 | 0.01801 | 1.052% | 3847.12 | 231.464 | 2161.072 | 1.7119 | 55377.9 | 3787.21
DuctSealing_10% | Duct Sealing: 10% |  | Duct Sealing: 10% | SDGE | SDGE | CZ07 | 1992-2010 | Std | Mixed-fuel | Mixed-fuel | 10.45 | 0.727 | 1400.2974 | 1400.2974 | -1217.1474 | 8.586 | N/A | N/A | 219.1955 | 254.7416 | 0.15653 | 0.18192 | N/A | N/A | N/A | N/A | N/A | N/A | N/A | N/A | 163.091 | N/A | N/A | 183.15 | 0.13079 | 0.00491 | 0.2868% | 3847.12 | 231.464 | 2161.072 | 1.7119 | 55377.9 | 3836.67
HPWH | HPWH |  | 240V Fed. Min. HPWH | SDGE | SDGE | CZ07 | 1992-2010 | Std | Mixed-fuel | Mixed-fuel | -989.55 | 155.1011 | 4332.0102 | 6553.7323 | 5600.7677 | -115.9031 | -102.2375 | N/A | -578.0678 | 6752.4295 | 0 | 1.0303 | -247.2999 | 7080.3732 | 0 | 1.0804 | N/A | N/A | N/A | N/A | -37.3761 | -42.372 | N/A | 12154.5 | 1.8546 | 0.82203 | 49.53% | 3847.12 | 222.544 | 2138.1052 | 1.6598 | 54312.3 | 4836.67
HPWH_HighEfficiency | High Efficiency HPWH |  | 240V Market Std. NEEA HPWH | SDGE | SDGE | CZ07 | 1992-2010 | Std | Mixed-fuel | Mixed-fuel | -833.77 | 155.1529 | 5192.8306 | 7967.0806 | 5269.6694 | -30.348 | -37.8577 | N/A | 1493.4757 | 8808.6977 | 0.18746 | 1.1056 | 1311.7086 | 8628.4827 | 0.16464 | 1.083 | N/A | N/A | N/A | N/A | -171.1093 | -137.1671 | N/A | 13236.75 | 1.6614 | 0.84023 | 50.62% | 3847.12 | 222.544 | 2138.1052 | 1.6598 | 54312.3 | 4680.89
HPWH_HighEfficiency_DR | High Efficiency HPWH with Demand Response |  | 240V Market Std. NEEA HPWH + DR | SDGE | SDGE | CZ07 | 1992-2010 | Std | Mixed-fuel | Mixed-fuel | -764.67 | 155.1626 | 5192.8306 | 7967.0806 | 5968.9694 | 22.3598 | 6.1975 | N/A | 2769.3761 | 10074.158 | 0.3476 | 1.2645 | 2378.1761 | 9686.2983 | 0.2985 | 1.2158 | N/A | N/A | N/A | N/A | 232.2395 | 837.8964 | N/A | 13936.05 | 1.7492 | 0.85171 | 51.31% | 3847.12 | 222.544 | 2138.1052 | 1.6598 | 54312.3 | 4611.79
HPWH_120V | 120V HPWH |  | 120V Market Std. NEEA HPWH | SDGE | SDGE | CZ07 | 1992-2010 | Std | Mixed-fuel | Mixed-fuel | -784.47 | 155.2888 | 2892.8863 | 4272.7328 | 9513.4672 | 14.1696 | 0.44794 | N/A | 2572.9268 | 9885.2733 | 0.60217 | 2.3136 | 2240.8022 | 9555.9847 | 0.52444 | 2.2365 | N/A | N/A | N/A | N/A | 204.1615 | 6458.2156 | N/A | 13786.2 | 3.2266 | 0.84485 | 50.9% | 3847.12 | 222.544 | 2138.1052 | 1.6598 | 54312.3 | 4631.59
HPWH_TankOutside | HPWH in Exterior Closet |  | 240V Fed. Min. HPWH, Exterior Closet | SDGE | SDGE | CZ07 | 1992-2010 | Std | Mixed-fuel | Mixed-fuel | -1007.47 | 154.7444 | 4751.0613 | 6972.7834 | 4965.2666 | -129.4274 | -113.3482 | N/A | -910.475 | 6406.2178 | 0 | 0.91875 | -521.2891 | 6792.0805 | 0 | 0.97408 | N/A | N/A | N/A | N/A | -36.7083 | -41.9156 | N/A | 11938.05 | 1.7121 | 0.81773 | 49.27% | 3847.12 | 222.544 | 2138.1052 | 1.6598 | 54312.3 | 4854.59
HPWH_TankInside_NotDucted | HPWH in interior closet, not ducted |  | 240V Fed. Min. HPWH, Interior Closet, Not Ducted | SDGE | SDGE | CZ07 | 1992-2010 | Std | Mixed-fuel | Mixed-fuel | -816.69 | 141.082 | 4412.5691 | 6634.2911 | 4987.4089 | -46.2832 | -53.3642 | N/A | 905.1057 | 7558.7757 | 0.13643 | 1.1393 | 733.715 | 7388.8485 | 0.11059 | 1.1137 | N/A | N/A | N/A | N/A | -95.3385 | -82.6879 | N/A | 11621.7 | 1.7518 | 0.75393 | 45.42% | 3847.12 | 222.544 | 2138.1052 | 1.6598 | 54312.3 | 4663.81
HPWH_TankInside_Ducted | HPWH in interior closet, ducted outside |  | 240V Fed. Min. HPWH, Interior Closet, Ducted | SDGE | SDGE | CZ07 | 1992-2010 | Std | Mixed-fuel | Mixed-fuel | -1015.58 | 158.245 | 5491.8272 | 7713.5493 | 4590.8007 | -128.3382 | -112.5577 | N/A | -834.4553 | 6644.9122 | 0 | 0.86146 | -452.4968 | 7023.6093 | 0 | 0.91055 | N/A | N/A | N/A | N/A | -42.7918 | -48.7912 | N/A | 12304.35 | 1.5952 | 0.84091 | 50.66% | 3847.12 | 222.544 | 2138.1052 | 1.6598 | 54312.3 | 4862.7
HPSH_9.5HSPF2_17SEER2 | New HPSH 9.5 HSPF2, 17 SEER2 |  | High Efficiency HPSH | SDGE | SDGE | CZ07 | 1992-2010 | Std | Mixed-fuel | Mixed-fuel | -92.44 | 23.326 | 3951.0299 | 6429.7645 | -4187.5645 | -24.4179 | -39.9823 | N/A | -236.2405 | 932.647 | 0 | 0.14505 | -612.9666 | 559.1376 | 0 | 0.086961 | N/A | N/A | N/A | N/A | -161.8086 | -98.8195 | N/A | 2242.2 | 0.34872 | 0.11279 | 6.63% | 3799.72 | 230.139 | 2127.2702 | 1.7013 | 54639.75 | 3892.16
MSHP | Ducted MSHP 9.5 HSPF2, 16.5 SEER2 |  | High Eff MSHP | SDGE | SDGE | CZ07 | 1992-2010 | Std | Mixed-fuel | Mixed-fuel | -111.99 | 23.326 | 1441.5303 | 2951.3745 | -859.0245 | -37.843 | -51.3626 | N/A | -561.1871 | 610.475 | 0 | 0.20684 | -888.4206 | 286.0356 | 0 | 0.096916 | N/A | N/A | N/A | N/A | -38.0924 | -28.0658 | N/A | 2092.35 | 0.70894 | 0.11183 | 6.573% | 3799.72 | 230.139 | 2127.2702 | 1.7013 | 54639.75 | 3911.71
PV_3kW | 3kW PV |  | 3kW PV | SDGE | SDGE | CZ07 | 1992-2010 | Std | Mixed-fuel | Mixed-fuel | 3847.1204 | 0 | 9608.1502 | 11574.2633 | -2999.5133 | 727.0427 | N/A | 609.8394 | 17597.6372 | 17447.3764 | 1.5204 | 1.5074 | N/A | N/A | N/A | N/A | 14760.8006 | 14634.7626 | 1.2753 | 1.2644 | 13.2154 | N/A | 15.7552 | 8574.75 | 0.74085 | 0.11447 | 6.687% | 3847.12 | 231.464 | 2161.072 | 1.7119 | 55377.9 | -0.00042224
AE | All Electric |  | All Electric | SDGE | SDGE | CZ07 | 1992-2010 | Std | All Electric | Mixed-fuel | -2159.31 | 231.464 | 6302.3436 | 9121.6976 | 4531.3024 | -726.3771 | -444.8369 | N/A | -14530.3603 | -4371.0352 | 0 | 0 | -7715.8486 | 2385.2894 | 0 | 0.2615 | N/A | N/A | N/A | N/A | -8.6764 | -14.1678 | N/A | 13653 | 1.4968 | 1.1587 | 67.69% | 3847.12 | 231.464 | 2161.072 | 1.7119 | 55377.9 | 6006.43
VCHP_base | Base VCHP |  | Base VCHP | SDGE | SDGE | CZ07 | 1992-2010 | Std | Mixed-fuel | Mixed-fuel | -82.85 | 19.232 | 8825.7784 | 14273.6008 | -12392.1508 | -26.1425 | -52.8187 | N/A | -342.0402 | 617.0711 | 0 | 0.043232 | -987.7206 | -23.0961 | 0 | 0 | N/A | N/A | N/A | N/A | -337.6021 | -167.0957 | N/A | 1881.45 | 0.13181 | 0.09036 | 5.409% | 3722.87 | 226.045 | 2072.2661 | 1.6706 | 53613 | 3805.72
VCHP_Fujitsu48 | Fujitsu 48 VCHP |  | Fujitsu 48 VCHP | SDGE | SDGE | CZ07 | 1992-2010 | Std | Mixed-fuel | Mixed-fuel | 41.83 | 19.232 | 12409.8442 | 20158.142 | -17261.042 | 42.5186 | 0.98217 | N/A | 1319.8628 | 2264.7836 | 0.065475 | 0.11235 | 314.4977 | 1268.0029 | 0.015602 | 0.062903 | N/A | N/A | N/A | N/A | 291.8684 | 12635.0799 | N/A | 2897.1 | 0.14372 | 0.1073 | 6.423% | 3722.87 | 226.045 | 2072.2661 | 1.6706 | 53613 | 3681.04
HPWH_PV | HPWH + 3kW PV |  | 240V Fed. Min. HPWH + 3kW PV | SDGE | SDGE | CZ07 | 1992-2010 | Std | Mixed-fuel | Mixed-fuel | 3778.8924 | 155.1011 | 13940.1604 | 18127.9956 | 5098.7544 | 875.5802 | N/A | 770.1558 | 23420.1987 | 30545.7821 | 1.2919 | 1.685 | N/A | N/A | N/A | N/A | 20868.464 | 28015.836 | 1.1512 | 1.5454 | 15.9211 | N/A | 18.1004 | 23226.75 | 1.2813 | 0.96391 | 58.07% | 3847.12 | 222.544 | 2138.1052 | 1.6598 | 54312.3 | 68.2276
HPSH_PV | HPSH + 3kW PV |  | HPSH + 3kW PV | SDGE | SDGE | CZ07 | 1992-2010 | Std | Mixed-fuel | Mixed-fuel | 3799.7199 | 23.326 | 10628.4836 | 13192.2286 | -2908.0786 | 721.2951 | N/A | 643.5531 | 17813.3021 | 18828.07 | 1.3503 | 1.4272 | N/A | N/A | N/A | N/A | 15931.6014 | 16962.4365 | 1.2077 | 1.2858 | 14.7353 | N/A | 16.5153 | 10284.15 | 0.77956 | 0.22148 | 13.02% | 3799.72 | 230.139 | 2127.2702 | 1.7013 | 54639.75 | 0.00010896
HPSH_RCV_300CFM | New HPSH |  | Heat Pump Space Heater | SCG | SCE | CZ08 | 1992-2010 | Std | Mixed-fuel | Mixed-fuel | -315.36 | 37.056 | 1172.0255 | 2178.8719 | -397.3219 | -61.5195 | -181.4273 | N/A | -877.6147 | 219.1205 | 0 | 0.10057 | -3578.7007 | -2658.3949 | 0 | 0 | N/A | N/A | N/A | N/A | -19.0513 | -6.46 | N/A | 1781.55 | 0.81765 | 0.15085 | 8.367% | 4680.72 | 240.752 | 1938.7317 | 1.803 | 60356.25 | 4996.08
DFHP_RCV_300CFM_35F | DFHP, Existing Furnace 35F |  | Dual Fuel Heat Pump (existing furnace) | SCG | SCE | CZ08 | 1992-2010 | Std | Mixed-fuel | Mixed-fuel | -276.44 | 36.216 | 1960.2499 | 948.7304 | 655.2196 | -48.4191 | -173.7907 | N/A | -593.763 | 495.9555 | 0 | 0.52276 | -3417.9305 | -2512.6808 | 0 | 0 | N/A | N/A | N/A | N/A | -40.4851 | -11.2794 | N/A | 1603.95 | 1.6906 | 0.15377 | 8.503% | 4680.72 | 241.702 | 1940.4446 | 1.8085 | 60145.35 | 4957.16
AtticInsulation_R38 | Attic Insulation: R-38 |  | Attic Insulation: R-38 | SCG | SCE | CZ08 | 1992-2010 | Std | Mixed-fuel | Mixed-fuel | 66.38 | 1.67 | 1781.4608 | 1781.4608 | -1198.7108 | 33.3245 | N/A | N/A | 773.6777 | 876.4367 | 0.43429 | 0.49198 | N/A | N/A | N/A | N/A | N/A | N/A | N/A | N/A | 53.4579 | N/A | N/A | 582.75 | 0.32712 | 0.01238 | 0.6766% | 4985.73 | 242.925 | 2084.4499 | 1.8298 | 62787.15 | 4919.35
AtticInsulation_R49 | Attic Insulation: R-49 |  | Attic Insulation: R-49 | SCG | SCE | CZ08 | 1992-2010 | Std | Mixed-fuel | Mixed-fuel | 125.25 | 3.053 | 1827.4739 | 1827.4739 | -711.9239 | 63.7679 | N/A | N/A | 1478.4914 | 1670.5152 | 0.80904 | 0.91411 | N/A | N/A | N/A | N/A | N/A | N/A | N/A | N/A | 28.6582 | N/A | N/A | 1115.55 | 0.61043 | 0.0231 | 1.262% | 4985.73 | 242.925 | 2084.4499 | 1.8298 | 62787.15 | 4860.48
Windows_0.28UFactor0.23SHGC | New Windows: 0.28 U-factor, 0.23 SHGC |  | Window Upgrade: 0.28 vs 0.30 U-factor | SCG | SCE | CZ08 | 1992-2010 | Std | Mixed-fuel | Mixed-fuel | 206.01 | 6.432 | 11462.7824 | 11462.7824 | -9614.6324 | 101.8777 | N/A | N/A | 2382.6948 | 2737.6214 | 0.20786 | 0.23883 | N/A | N/A | N/A | N/A | N/A | N/A | N/A | N/A | 112.5151 | N/A | N/A | 1848.15 | 0.16123 | 0.04228 | 2.311% | 4985.73 | 242.925 | 2084.4499 | 1.8298 | 62787.15 | 4779.72
Roof_RB | Roofing: Radiant Barrier |  | Radiant Barrier (at roof replacement) | SCG | SCE | CZ08 | 1992-2010 | Std | Mixed-fuel | Mixed-fuel | 113.53 | 2.043 | 892.9455 | 892.9455 | -10.4955 | 55.5788 | N/A | N/A | 1280.0508 | 1427.3882 | 1.4335 | 1.5985 | N/A | N/A | N/A | N/A | N/A | N/A | N/A | N/A | 16.0663 | N/A | N/A | 882.45 | 0.98825 | 0.01578 | 0.8624% | 4985.73 | 242.925 | 2084.4499 | 1.8298 | 62787.15 | 4872.2
Roof_0.20Ref | Roofing: Steep Sloped, 0.20 Ref. |  | 0.20 Solar Reflectance Cool Roof (at roof replacement) | SCG | SCE | CZ08 | 1992-2010 | Std | Mixed-fuel | Mixed-fuel | 133.11 | -3.017 | 892.9455 | 1203.407 | -803.807 | 54.1852 | N/A | N/A | 1179.7688 | 1164.1168 | 0.98036 | 0.96735 | N/A | N/A | N/A | N/A | N/A | N/A | N/A | N/A | 16.4795 | N/A | N/A | 399.6 | 0.33206 | -0.01275 | -0.6968% | 4985.73 | 242.925 | 2084.4499 | 1.8298 | 62787.15 | 4852.62
Roof_0.25Ref | Roofing: Steep Sloped, 0.25 Ref. vs. 0.20 Ref |  | Roofing Upgrade: 0.25 vs. 0.20 Solar Reflectance (at roof replacement) | SCG | SCE | CZ08 | 1992-2010 | Std | Mixed-fuel | Mixed-fuel | 199.26 | -4.625 | 1785.8911 | 2406.8139 | -1824.0639 | 81.0466 | N/A | N/A | 1763.1238 | 1736.2165 | 0.73256 | 0.72138 | N/A | N/A | N/A | N/A | N/A | N/A | N/A | N/A | 22.0354 | N/A | N/A | 582.75 | 0.24213 | -0.01973 | -1.078% | 4985.73 | 242.925 | 2084.4499 | 1.8298 | 62787.15 | 4786.47
Ducts_R6 | New Ducts: R-6 |  | New Ducts: R-6 | SCG | SCE | CZ08 | 1992-2010 | Std | Mixed-fuel | Mixed-fuel | 303.68 | 2.909 | 4808.3746 | 4808.3746 | -2543.9746 | 144.2787 | N/A | N/A | 3290.0073 | 3595.5905 | 0.68422 | 0.74778 | N/A | N/A | N/A | N/A | N/A | N/A | N/A | N/A | 33.327 | N/A | N/A | 2264.4 | 0.47093 | 0.03217 | 1.758% | 4985.73 | 242.925 | 2084.4499 | 1.8298 | 62787.15 | 4682.05
Ducts_R8 | New Ducts: R-8 |  | New Ducts: R-8 | SCG | SCE | CZ08 | 1992-2010 | Std | Mixed-fuel | Mixed-fuel | 329.34 | 3.663 | 6311.1144 | 6311.1144 | -3796.9644 | 157.2241 | N/A | N/A | 3591.9708 | 3940.7826 | 0.56915 | 0.62442 | N/A | N/A | N/A | N/A | N/A | N/A | N/A | N/A | 40.1409 | N/A | N/A | 2514.15 | 0.39837 | 0.03748 | 2.048% | 4985.73 | 242.925 | 2084.4499 | 1.8298 | 62787.15 | 4656.39
DuctSealing_10% | Duct Sealing: 10% |  | Duct Sealing: 10% | SCG | SCE | CZ08 | 1992-2010 | Std | Mixed-fuel | Mixed-fuel | 59.36 | 1.223 | 1400.2974 | 1400.2974 | -900.7974 | 29.4026 | N/A | N/A | 679.1149 | 761.5823 | 0.48498 | 0.54387 | N/A | N/A | N/A | N/A | N/A | N/A | N/A | N/A | 47.625 | N/A | N/A | 499.5 | 0.35671 | 0.00966 | 0.5279% | 4985.73 | 242.925 | 2084.4499 | 1.8298 | 62787.15 | 4926.37
HPWH | HPWH |  | 240V Fed. Min. HPWH | SCG | SCE | CZ08 | 1992-2010 | Std | Mixed-fuel | Mixed-fuel | -958.25 | 152.1477 | 4332.0102 | 6553.7323 | 5234.4677 | -124.4979 | -202.8694 | N/A | -842.3606 | 3558.3869 | 0 | 0.54296 | -2607.7866 | 1677.6469 | 0 | 0.25598 | N/A | N/A | N/A | N/A | -34.7959 | -21.3537 | N/A | 11788.2 | 1.7987 | 0.80259 | 45.14% | 4985.73 | 234.045 | 2067.9021 | 1.7779 | 61721.55 | 5943.98
HPWH_HighEfficiency | High Efficiency HPWH |  | 240V Market Std. NEEA HPWH | SCG | SCE | CZ08 | 1992-2010 | Std | Mixed-fuel | Mixed-fuel | -792.04 | 152.2177 | 5192.8306 | 7967.0806 | 5053.2194 | -53.5082 | -147.2148 | N/A | 757.7293 | 5265.1494 | 0.095108 | 0.66086 | -1353.1399 | 3016.4025 | 0 | 0.37861 | N/A | N/A | N/A | N/A | -97.0474 | -35.2738 | N/A | 13020.3 | 1.6343 | 0.82344 | 46.31% | 4985.73 | 234.045 | 2067.9021 | 1.7779 | 61721.55 | 5777.77
HPWH_HighEfficiency_DR | High Efficiency HPWH with Demand Response |  | 240V Market Std. NEEA HPWH + DR | SCG | SCE | CZ08 | 1992-2010 | Std | Mixed-fuel | Mixed-fuel | -664.43 | 152.2429 | 5192.8306 | 7967.0806 | 6068.8694 | 8.2154 | -88.8452 | N/A | 2148.4767 | 6747.5085 | 0.26967 | 0.84692 | -37.9462 | 4418.2729 | 0 | 0.55457 | N/A | N/A | N/A | N/A | 632.082 | -58.4481 | N/A | 14035.95 | 1.7617 | 0.84175 | 47.34% | 4985.73 | 234.045 | 2067.9021 | 1.7779 | 61721.55 | 5650.16
HPWH_120V | 120V HPWH |  | 120V Market Std. NEEA HPWH | SCG | SCE | CZ08 | 1992-2010 | Std | Mixed-fuel | Mixed-fuel | -753.17 | 152.4141 | 2892.8863 | 4272.7328 | 9097.2172 | -28.2543 | -113.7911 | N/A | 1329.2754 | 5880.0864 | 0.31111 | 1.3762 | -597.5571 | 3827.3972 | 0 | 0.89577 | N/A | N/A | N/A | N/A | -102.3876 | -25.4228 | N/A | 13369.95 | 3.1291 | 0.83177 | 46.78% | 4985.73 | 234.045 | 2067.9021 | 1.7779 | 61721.55 | 5738.9
HPWH_TankOutside | HPWH in Exterior Closet |  | 240V Fed. Min. HPWH, Exterior Closet | SCG | SCE | CZ08 | 1992-2010 | Std | Mixed-fuel | Mixed-fuel | -982.85 | 151.6668 | 4751.0613 | 6972.7834 | 4565.6666 | -137.1022 | -214.8775 | N/A | -1132.8352 | 3234.0759 | 0 | 0.46381 | -2884.8298 | 1367.6446 | 0 | 0.19614 | N/A | N/A | N/A | N/A | -34.6534 | -22.1106 | N/A | 11538.45 | 1.6548 | 0.79634 | 44.79% | 4985.73 | 234.045 | 2067.9021 | 1.7779 | 61721.55 | 5968.58
HPWH_TankInside_NotDucted | HPWH in interior closet, not ducted |  | 240V Fed. Min. HPWH, Interior Closet, Not Ducted | SCG | SCE | CZ08 | 1992-2010 | Std | Mixed-fuel | Mixed-fuel | -667.91 | 136.0414 | 4412.5691 | 6634.2911 | 5120.6089 | -29.8812 | -133.0987 | N/A | 1072.3289 | 5106.083 | 0.16163 | 0.76965 | -1252.7868 | 2629.0955 | 0 | 0.39629 | N/A | N/A | N/A | N/A | -147.6705 | -33.1526 | N/A | 11754.9 | 1.7718 | 0.73014 | 41.07% | 4985.73 | 234.045 | 2067.9021 | 1.7779 | 61721.55 | 5653.64
HPWH_TankInside_Ducted | HPWH in interior closet, ducted outside |  | 240V Fed. Min. HPWH, Interior Closet, Ducted | SCG | SCE | CZ08 | 1992-2010 | Std | Mixed-fuel | Mixed-fuel | -1011.64 | 156.153 | 5491.8272 | 7713.5493 | 4324.4007 | -141.1992 | -218.3189 | N/A | -1164.1656 | 3339.1339 | 0 | 0.43289 | -2901.3903 | 1488.4373 | 0 | 0.19296 | N/A | N/A | N/A | N/A | -38.8942 | -25.1551 | N/A | 12037.95 | 1.5606 | 0.82669 | 46.5% | 4985.73 | 234.045 | 2067.9021 | 1.7779 | 61721.55 | 5997.37
HPSH_9.5HSPF2_17SEER2 | New HPSH 9.5 HSPF2, 17 SEER2 |  | High Efficiency HPSH | SCG | SCE | CZ08 | 1992-2010 | Std | Mixed-fuel | Mixed-fuel | -114.01 | 37.056 | 4148.5785 | 7065.961 | -3869.161 | 27.058 | -105.6669 | N/A | 1117.7144 | 2344.7804 | 0.15818 | 0.33184 | -1872.0949 | -840.3171 | 0 | 0 | N/A | N/A | N/A | N/A | 153.3218 | -39.2609 | N/A | 3196.8 | 0.45242 | 0.17025 | 9.443% | 4680.72 | 240.752 | 1938.7317 | 1.803 | 60356.25 | 4794.73
MSHP | Ducted MSHP 9.5 HSPF2, 16.5 SEER2 |  | High Eff MSHP | SCG | SCE | CZ08 | 1992-2010 | Std | Mixed-fuel | Mixed-fuel | -137.84 | 37.056 | 1421.1983 | 3229.8412 | -166.2412 | 15.7466 | -116.102 | N/A | 862.9091 | 2073.3317 | 0.26717 | 0.64193 | -2107.1594 | -1090.7355 | 0 | 0 | N/A | N/A | N/A | N/A | 90.2545 | -12.2409 | N/A | 3063.6 | 0.94853 | 0.16934 | 9.392% | 4680.72 | 240.752 | 1938.7317 | 1.803 | 60356.25 | 4818.56
PV_3kW | 3kW PV |  | 3kW PV | SCG | SCE | CZ08 | 1992-2010 | Std | Mixed-fuel | Mixed-fuel | 4863.551 | 0 | 9608.1502 | 11574.2633 | 646.8367 | 927.6047 | N/A | 685.8777 | 20895.5568 | 22260.4113 | 1.8053 | 1.9233 | N/A | N/A | N/A | N/A | 15450.326 | 16459.5093 | 1.3349 | 1.4221 | 10.358 | N/A | 14.0085 | 12221.1 | 1.0559 | 0.13647 | 7.458% | 4985.73 | 242.925 | 2084.4499 | 1.8298 | 62787.15 | 122.179
AE | All Electric |  | All Electric | SCG | SCE | CZ08 | 1992-2010 | Std | All Electric | Mixed-fuel | -2014.48 | 242.925 | 6454.0357 | 9682.6042 | 5801.8958 | -371.1484 | -361.7952 | N/A | -5126.8676 | 1881.7593 | 0 | 0.19434 | -4916.1746 | 2106.2144 | 0 | 0.21753 | N/A | N/A | N/A | N/A | -17.3894 | -17.8389 | N/A | 15484.5 | 1.5992 | 1.2021 | 65.7% | 4985.73 | 242.925 | 2084.4499 | 1.8298 | 62787.15 | 7000.21
VCHP_base | Base VCHP |  | Base VCHP | SCG | SCE | CZ08 | 1992-2010 | Std | Mixed-fuel | Mixed-fuel | -16.96 | 31.109 | 13336.3685 | 21679.367 | -18432.617 | 58.4864 | -93.6707 | N/A | 1743.9925 | 2826.4557 | 0.080445 | 0.13038 | -1683.5535 | -824.9704 | 0 | 0 | N/A | N/A | N/A | N/A | 228.025 | -142.375 | N/A | 3246.75 | 0.14976 | 0.14141 | 8.062% | 4458.71 | 234.805 | 1829.4721 | 1.7539 | 58424.85 | 4475.67
VCHP_Fujitsu48 | Fujitsu 48 VCHP |  | Fujitsu 48 VCHP | SCG | SCE | CZ08 | 1992-2010 | Std | Mixed-fuel | Mixed-fuel | 374.76 | 31.109 | 17266.2712 | 28131.7248 | -22121.0748 | 219.8597 | 48.2268 | N/A | 5379.1435 | 6699.0474 | 0.19121 | 0.23813 | 1512.8814 | 2580.2489 | 0.053778 | 0.09172 | N/A | N/A | N/A | N/A | 78.5332 | 358.022 | N/A | 6010.65 | 0.21366 | 0.18163 | 10.36% | 4458.71 | 234.805 | 1829.4721 | 1.7539 | 58424.85 | 4083.95
HPWH_PV | HPWH + 3kW PV |  | 240V Fed. Min. HPWH + 3kW PV | SCG | SCE | CZ08 | 1992-2010 | Std | Mixed-fuel | Mixed-fuel | 3905.3 | 152.1477 | 13940.1604 | 18127.9956 | 7612.9044 | 951.2892 | N/A | 706.6764 | 23391.2054 | 29374.8393 | 1.2903 | 1.6204 | N/A | N/A | N/A | N/A | 17880.969 | 23504.6857 | 0.98637 | 1.2966 | 14.654 | N/A | 19.7264 | 25740.9 | 1.42 | 0.93906 | 52.82% | 4985.73 | 234.045 | 2067.9021 | 1.7779 | 61721.55 | 1080.43
HPSH_PV | HPSH + 3kW PV |  | HPSH + 3kW PV | SCG | SCE | CZ08 | 1992-2010 | Std | Mixed-fuel | Mixed-fuel | 4548.19 | 37.056 | 10780.1756 | 13753.1352 | -150.0852 | 855.9233 | N/A | 650.4208 | 19789.0325 | 22235.6704 | 1.4389 | 1.6168 | N/A | N/A | N/A | N/A | 15159.8087 | 17304.0753 | 1.1023 | 1.2582 | 12.5948 | N/A | 16.5742 | 13603.05 | 0.98909 | 0.28731 | 15.94% | 4680.72 | 240.752 | 1938.7317 | 1.803 | 60356.25 | 132.53
HPSH_RCV_300CFM | New HPSH |  | Heat Pump Space Heater | SCG | SCE | CZ09 | 1992-2010 | Std | Mixed-fuel | Mixed-fuel | -490.03 | 56.156 | 1172.0255 | 2178.8719 | 379.6781 | -92.5058 | -239.3752 | N/A | -1309.0988 | 364.7005 | 0 | 0.16738 | -4617.5301 | -3159.8307 | 0 | 0 | N/A | N/A | N/A | N/A | -12.6697 | -4.8962 | N/A | 2558.55 | 1.1743 | 0.22522 | 11.71% | 4610.72 | 260.94 | 1901.701 | 1.9232 | 62615.1 | 5100.75
DFHP_RCV_300CFM_35F | DFHP, Existing Furnace 35F |  | Dual Fuel Heat Pump (existing furnace) | SCG | SCE | CZ09 | 1992-2010 | Std | Mixed-fuel | Mixed-fuel | -409.66 | 53.756 | 1960.2499 | 948.7304 | 1376.7196 | -65.995 | -224.2415 | N/A | -744.1452 | 893.3427 | 0 | 0.94162 | -4308.8638 | -2904.2159 | 0 | 0 | N/A | N/A | N/A | N/A | -29.703 | -8.7417 | N/A | 2325.45 | 2.4511 | 0.22934 | 11.87% | 4610.72 | 262.38 | 1904.3846 | 1.9316 | 62304.3 | 5020.38
AtticInsulation_R38 | Attic Insulation: R-38 |  | Attic Insulation: R-38 | SCG | SCE | CZ09 | 1992-2010 | Std | Mixed-fuel | Mixed-fuel | 67.45 | 2.007 | 1781.4608 | 1781.4608 | -1115.4608 | 33.3277 | N/A | N/A | 778.9075 | 893.7208 | 0.43723 | 0.50168 | N/A | N/A | N/A | N/A | N/A | N/A | N/A | N/A | 53.4528 | N/A | N/A | 666 | 0.37385 | 0.01441 | 0.7365% | 4898.15 | 264.232 | 2035.4391 | 1.9566 | 65284.65 | 4830.7
AtticInsulation_R49 | Attic Insulation: R-49 |  | Attic Insulation: R-49 | SCG | SCE | CZ09 | 1992-2010 | Std | Mixed-fuel | Mixed-fuel | 120.63 | 3.667 | 1827.4739 | 1827.4739 | -645.3239 | 60.5366 | N/A | N/A | 1415.1165 | 1624.3804 | 0.77436 | 0.88887 | N/A | N/A | N/A | N/A | N/A | N/A | N/A | N/A | 30.1879 | N/A | N/A | 1182.15 | 0.64688 | 0.02664 | 1.362% | 4898.15 | 264.232 | 2035.4391 | 1.9566 | 65284.65 | 4777.52
Windows_0.28UFactor0.23SHGC | New Windows: 0.28 U-factor, 0.23 SHGC |  | Window Upgrade: 0.28 vs 0.30 U-factor | SCG | SCE | CZ09 | 1992-2010 | Std | Mixed-fuel | Mixed-fuel | 227.03 | 8.232 | 11462.7824 | 11462.7824 | -9198.3824 | 110.2129 | N/A | N/A | 2599.0855 | 3033.1616 | 0.22674 | 0.26461 | N/A | N/A | N/A | N/A | N/A | N/A | N/A | N/A | 104.0058 | N/A | N/A | 2264.4 | 0.19754 | 0.05527 | 2.825% | 4898.15 | 264.232 | 2035.4391 | 1.9566 | 65284.65 | 4671.12
Roof_RB | Roofing: Radiant Barrier |  | Radiant Barrier (at roof replacement) | SCG | SCE | CZ09 | 1992-2010 | Std | Mixed-fuel | Mixed-fuel | 106.78 | 2.487 | 892.9455 | 892.9455 | 22.8045 | 51.4918 | N/A | N/A | 1195.0594 | 1352.9092 | 1.3383 | 1.5151 | N/A | N/A | N/A | N/A | N/A | N/A | N/A | N/A | 17.3415 | N/A | N/A | 915.75 | 1.0255 | 0.01849 | 0.945% | 4898.15 | 264.232 | 2035.4391 | 1.9566 | 65284.65 | 4791.37
Roof_0.20Ref | Roofing: Steep Sloped, 0.20 Ref. |  | 0.20 Solar Reflectance Cool Roof (at roof replacement) | SCG | SCE | CZ09 | 1992-2010 | Std | Mixed-fuel | Mixed-fuel | 125.2 | -3.196 | 892.9455 | 1203.407 | -853.757 | 48.603 | N/A | N/A | 1049.9415 | 1016.542 | 0.87247 | 0.84472 | N/A | N/A | N/A | N/A | N/A | N/A | N/A | N/A | 18.3722 | N/A | N/A | 349.65 | 0.29055 | -0.01402 | -0.7165% | 4898.15 | 264.232 | 2035.4391 | 1.9566 | 65284.65 | 4772.95
Roof_0.25Ref | Roofing: Steep Sloped, 0.25 Ref. vs. 0.20 Ref |  | Roofing Upgrade: 0.25 vs. 0.20 Solar Reflectance (at roof replacement) | SCG | SCE | CZ09 | 1992-2010 | Std | Mixed-fuel | Mixed-fuel | 181.64 | -4.894 | 1785.8911 | 2406.8139 | -1923.9639 | 69.0622 | N/A | N/A | 1486.9329 | 1427.8479 | 0.6178 | 0.59325 | N/A | N/A | N/A | N/A | N/A | N/A | N/A | N/A | 25.8592 | N/A | N/A | 482.85 | 0.20062 | -0.02165 | -1.107% | 4898.15 | 264.232 | 2035.4391 | 1.9566 | 65284.65 | 4716.51
Ducts_R6 | New Ducts: R-6 |  | New Ducts: R-6 | SCG | SCE | CZ09 | 1992-2010 | Std | Mixed-fuel | Mixed-fuel | 295.99 | 4.34 | 4808.3746 | 4808.3746 | -2310.8746 | 136.0892 | N/A | N/A | 3127.0696 | 3470.9278 | 0.65034 | 0.72185 | N/A | N/A | N/A | N/A | N/A | N/A | N/A | N/A | 35.3325 | N/A | N/A | 2497.5 | 0.51941 | 0.04179 | 2.136% | 4898.15 | 264.232 | 2035.4391 | 1.9566 | 65284.65 | 4602.16
Ducts_R8 | New Ducts: R-8 |  | New Ducts: R-8 | SCG | SCE | CZ09 | 1992-2010 | Std | Mixed-fuel | Mixed-fuel | 318.43 | 5.44 | 6311.1144 | 6311.1144 | -3547.2144 | 147.5662 | N/A | N/A | 3401.1689 | 3798.2764 | 0.53892 | 0.60184 | N/A | N/A | N/A | N/A | N/A | N/A | N/A | N/A | 42.768 | N/A | N/A | 2763.9 | 0.43794 | 0.04919 | 2.514% | 4898.15 | 264.232 | 2035.4391 | 1.9566 | 65284.65 | 4579.72
DuctSealing_10% | Duct Sealing: 10% |  | Duct Sealing: 10% | SCG | SCE | CZ09 | 1992-2010 | Std | Mixed-fuel | Mixed-fuel | 57.43 | 1.852 | 1400.2974 | 1400.2974 | -784.2474 | 28.8605 | N/A | N/A | 676.357 | 780.1116 | 0.48301 | 0.5571 | N/A | N/A | N/A | N/A | N/A | N/A | N/A | N/A | 48.5195 | N/A | N/A | 616.05 | 0.43994 | 0.01352 | 0.691% | 4898.15 | 264.232 | 2035.4391 | 1.9566 | 65284.65 | 4840.72
HPWH | HPWH |  | 240V Fed. Min. HPWH | SCG | SCE | CZ09 | 1992-2010 | Std | Mixed-fuel | Mixed-fuel | -993.27 | 153.244 | 4332.0102 | 6553.7323 | 5151.2177 | -104.5649 | -263.7518 | N/A | -367.8476 | 4121.7935 | 0 | 0.62892 | -3953.7482 | 301.6693 | 0 | 0.04603 | N/A | N/A | N/A | N/A | -41.4289 | -16.4246 | N/A | 11704.95 | 1.786 | 0.80394 | 42.21% | 4898.15 | 255.338 | 2018.4592 | 1.9046 | 64219.05 | 5891.42
HPWH_HighEfficiency | High Efficiency HPWH |  | 240V Market Std. NEEA HPWH | SCG | SCE | CZ09 | 1992-2010 | Std | Mixed-fuel | Mixed-fuel | -818.88 | 153.317 | 5192.8306 | 7967.0806 | 5036.5694 | -33.5567 | -207.4492 | N/A | 1232.6931 | 5829.114 | 0.15472 | 0.73165 | -2684.471 | 1656.0888 | 0 | 0.20787 | N/A | N/A | N/A | N/A | -154.7478 | -25.0318 | N/A | 13003.65 | 1.6322 | 0.82564 | 43.35% | 4898.15 | 255.338 | 2018.4592 | 1.9046 | 64219.05 | 5717.03
HPWH_HighEfficiency_DR | High Efficiency HPWH with Demand Response |  | 240V Market Std. NEEA HPWH + DR | SCG | SCE | CZ09 | 1992-2010 | Std | Mixed-fuel | Mixed-fuel | -682.59 | 153.345 | 5192.8306 | 7967.0806 | 6085.5194 | 30.0976 | -145.6952 | N/A | 2666.9651 | 7357.9148 | 0.33475 | 0.92354 | -1293.0052 | 3139.2874 | 0 | 0.39403 | N/A | N/A | N/A | N/A | 172.5331 | -35.6418 | N/A | 14052.6 | 1.7638 | 0.84613 | 44.43% | 4898.15 | 255.338 | 2018.4592 | 1.9046 | 64219.05 | 5580.74
HPWH_120V | 120V HPWH |  | 120V Market Std. NEEA HPWH | SCG | SCE | CZ09 | 1992-2010 | Std | Mixed-fuel | Mixed-fuel | -768.51 | 153.525 | 2892.8863 | 4272.7328 | 9147.1672 | -4.1771 | -170.2218 | N/A | 1897.3189 | 6543.5331 | 0.44405 | 1.5315 | -1843.0633 | 2558.8369 | 0 | 0.59888 | N/A | N/A | N/A | N/A | -692.5569 | -16.9948 | N/A | 13419.9 | 3.1408 | 0.83622 | 43.91% | 4898.15 | 255.338 | 2018.4592 | 1.9046 | 64219.05 | 5666.66
HPWH_TankOutside | HPWH in Exterior Closet |  | 240V Fed. Min. HPWH, Exterior Closet | SCG | SCE | CZ09 | 1992-2010 | Std | Mixed-fuel | Mixed-fuel | -1017.89 | 152.741 | 4751.0613 | 6972.7834 | 4465.7666 | -116.7381 | -275.2889 | N/A | -648.8801 | 3806.9301 | 0 | 0.54597 | -4220.4505 | 2.0721 | 0 | 0.00029718 | N/A | N/A | N/A | N/A | -40.6984 | -17.2585 | N/A | 11438.55 | 1.6405 | 0.79653 | 41.82% | 4898.15 | 255.338 | 2018.4592 | 1.9046 | 64219.05 | 5916.04
HPWH_TankInside_NotDucted | HPWH in interior closet, not ducted |  | 240V Fed. Min. HPWH, Interior Closet, Not Ducted | SCG | SCE | CZ09 | 1992-2010 | Std | Mixed-fuel | Mixed-fuel | -705.13 | 136.896 | 4412.5691 | 6634.2911 | 5020.7089 | -13.3255 | -197.6159 | N/A | 1468.3919 | 5580.5294 | 0.22133 | 0.84116 | -2682.9999 | 1157.9772 | 0 | 0.17454 | N/A | N/A | N/A | N/A | -331.1366 | -22.329 | N/A | 11655 | 1.7568 | 0.73349 | 38.51% | 4898.15 | 255.338 | 2018.4592 | 1.9046 | 64219.05 | 5603.28
HPWH_TankInside_Ducted | HPWH in interior closet, ducted outside |  | 240V Fed. Min. HPWH, Interior Closet, Ducted | SCG | SCE | CZ09 | 1992-2010 | Std | Mixed-fuel | Mixed-fuel | -1036.9 | 157.4568 | 5491.8272 | 7713.5493 | 4257.8007 | -117.1199 | -276.0522 | N/A | -593.7734 | 4010.3063 | 0 | 0.5199 | -4173.9398 | 196.2908 | 0 | 0.025448 | N/A | N/A | N/A | N/A | -46.8906 | -19.8942 | N/A | 11971.35 | 1.552 | 0.82911 | 43.53% | 4898.15 | 255.338 | 2018.4592 | 1.9046 | 64219.05 | 5935.05
HPSH_9.5HSPF2_17SEER2 | New HPSH 9.5 HSPF2, 17 SEER2 |  | High Efficiency HPSH | SCG | SCE | CZ09 | 1992-2010 | Std | Mixed-fuel | Mixed-fuel | -281.8 | 56.156 | 4148.5785 | 7065.961 | -2958.961 | -3.2748 | -164.4822 | N/A | 700.9515 | 2506.0431 | 0.099201 | 0.35466 | -2930.4639 | -1362.5689 | 0 | 0 | N/A | N/A | N/A | N/A | -1266.8201 | -25.2221 | N/A | 4107 | 0.58124 | 0.24989 | 12.99% | 4610.72 | 260.94 | 1901.701 | 1.9232 | 62615.1 | 4892.52
MSHP | Ducted MSHP 9.5 HSPF2, 16.5 SEER2 |  | High Eff MSHP | SCG | SCE | CZ09 | 1992-2010 | Std | Mixed-fuel | Mixed-fuel | -302.28 | 56.156 | 1421.1983 | 3229.8412 | 760.6088 | -13.002 | -173.6064 | N/A | 481.8332 | 2272.6125 | 0.14918 | 0.70363 | -3136.0001 | -1581.5302 | 0 | 0 | N/A | N/A | N/A | N/A | -109.3062 | -8.1863 | N/A | 3990.45 | 1.2355 | 0.24904 | 12.95% | 4610.72 | 260.94 | 1901.701 | 1.9232 | 62615.1 | 4913
PV_3kW | 3kW PV |  | 3kW PV | SCG | SCE | CZ09 | 1992-2010 | Std | Mixed-fuel | Mixed-fuel | 4898.1504 | 0 | 9608.1502 | 11574.2633 | 247.2367 | 850.7935 | N/A | 612.7062 | 19165.2787 | 20417.1151 | 1.6559 | 1.764 | N/A | N/A | N/A | N/A | 13802.0404 | 14703.5611 | 1.1925 | 1.2704 | 11.2932 | N/A | 15.6815 | 11821.5 | 1.0214 | 0.13593 | 6.947% | 4898.15 | 264.232 | 2035.4391 | 1.9566 | 65284.65 | -0.0004231
AE | All Electric |  | All Electric | SCG | SCE | CZ09 | 1992-2010 | Std | All Electric | Mixed-fuel | -2243.6 | 264.232 | 6454.0357 | 9682.6042 | 6717.6458 | -409.4037 | -439.4486 | N/A | -5690.8416 | 1957.1718 | 0 | 0.20213 | -6367.6435 | 1236.1626 | 0 | 0.12767 | N/A | N/A | N/A | N/A | -15.7645 | -14.6867 | N/A | 16400.25 | 1.6938 | 1.2842 | 65.64% | 4898.15 | 264.232 | 2035.4391 | 1.9566 | 65284.65 | 7141.75
VCHP_base | Base VCHP |  | Base VCHP | SCG | SCE | CZ09 | 1992-2010 | Std | Mixed-fuel | Mixed-fuel | -169.32 | 47.528 | 13336.3685 | 21679.367 | -17533.517 | 32.905 | -145.2767 | N/A | 1393.7689 | 2966.6513 | 0.06429 | 0.13684 | -2620.0163 | -1309.3061 | 0 | 0 | N/A | N/A | N/A | N/A | 405.2989 | -91.7998 | N/A | 4145.85 | 0.19123 | 0.20958 | 11.3% | 4385.47 | 252.312 | 1794.9722 | 1.8554 | 60406.2 | 4554.79
VCHP_Fujitsu48 | Fujitsu 48 VCHP |  | Fujitsu 48 VCHP | SCG | SCE | CZ09 | 1992-2010 | Std | Mixed-fuel | Mixed-fuel | 296.3 | 47.528 | 17266.2712 | 28131.7248 | -20489.3748 | 208.4806 | 15.1088 | N/A | 5348.8469 | 7180.0668 | 0.19014 | 0.25523 | 992.8837 | 2539.5812 | 0.035294 | 0.090275 | N/A | N/A | N/A | N/A | 82.8196 | 1142.7992 | N/A | 7642.35 | 0.27166 | 0.26881 | 14.49% | 4385.47 | 252.312 | 1794.9722 | 1.8554 | 60406.2 | 4089.17
HPWH_PV | HPWH + 3kW PV |  | 240V Fed. Min. HPWH + 3kW PV | SCG | SCE | CZ09 | 1992-2010 | Std | Mixed-fuel | Mixed-fuel | 4061.352 | 153.244 | 13940.1604 | 18127.9956 | 7413.1044 | 893.6677 | N/A | 650.8025 | 22118.6995 | 28077.1154 | 1.2201 | 1.5488 | N/A | N/A | N/A | N/A | 16647.8291 | 22248.8991 | 0.91835 | 1.2273 | 15.5988 | N/A | 21.42 | 25541.1 | 1.4089 | 0.94421 | 49.58% | 4898.15 | 255.338 | 2018.4592 | 1.9046 | 64219.05 | 836.798
HPSH_PV | HPSH + 3kW PV |  | HPSH + 3kW PV | SCG | SCE | CZ09 | 1992-2010 | Std | Mixed-fuel | Mixed-fuel | 4564.5894 | 56.156 | 10780.1756 | 13753.1352 | 510.3648 | 790.3029 | N/A | 596.258 | 18577.3684 | 21550.1106 | 1.3508 | 1.5669 | N/A | N/A | N/A | N/A | 14206.2412 | 16893.4705 | 1.0329 | 1.2283 | 13.6406 | N/A | 18.0797 | 14263.5 | 1.0371 | 0.36549 | 19% | 4610.72 | 260.94 | 1901.701 | 1.9232 | 62615.1 | 46.1306
HPSH_RCV_300CFM | New HPSH |  | Heat Pump Space Heater | SCG | SCE | CZ10 | 1992-2010 | Std | Mixed-fuel | Mixed-fuel | -492.94 | 54.471 | 1172.0255 | 2178.8719 | 102.1781 | -78.6847 | -252.5962 | N/A | -1031.7504 | 582.9753 | 0 | 0.26756 | -4949.3416 | -3590.5049 | 0 | 0 | N/A | N/A | N/A | N/A | -14.8952 | -4.6399 | N/A | 2281.05 | 1.0469 | 0.21802 | 11.36% | 5072.37 | 257.381 | 2064.8421 | 1.9185 | 64785.15 | 5565.31
DFHP_RCV_300CFM_35F | DFHP, Existing Furnace 35F |  | Dual Fuel Heat Pump (existing furnace) | SCG | SCE | CZ10 | 1992-2010 | Std | Mixed-fuel | Mixed-fuel | -399.16 | 50.522 | 1960.2499 | 948.7304 | 1071.4696 | -57.0363 | -237.0547 | N/A | -595.8587 | 929.7792 | 0 | 0.98002 | -4651.0178 | -3390.2546 | 0 | 0 | N/A | N/A | N/A | N/A | -34.3684 | -8.2692 | N/A | 2020.2 | 2.1294 | 0.21438 | 11.13% | 5072.37 | 258.778 | 2067.4082 | 1.9267 | 64474.35 | 5471.53
AtticInsulation_R38 | Attic Insulation: R-38 |  | Attic Insulation: R-38 | SCG | SCE | CZ10 | 1992-2010 | Std | Mixed-fuel | Mixed-fuel | 73.82 | 1.947 | 1781.4608 | 1781.4608 | -1098.8108 | 36.7125 | N/A | N/A | 853.8501 | 970.5965 | 0.4793 | 0.54483 | N/A | N/A | N/A | N/A | N/A | N/A | N/A | N/A | 48.5246 | N/A | N/A | 682.65 | 0.3832 | 0.01426 | 0.7293% | 5466.94 | 260.581 | 2248.7489 | 1.9554 | 68015.25 | 5393.12
AtticInsulation_R49 | Attic Insulation: R-49 |  | Attic Insulation: R-49 | SCG | SCE | CZ10 | 1992-2010 | Std | Mixed-fuel | Mixed-fuel | 139.31 | 3.562 | 1827.4739 | 1827.4739 | -562.0739 | 70.26 | N/A | N/A | 1631.8612 | 1850.0845 | 0.89296 | 1.0124 | N/A | N/A | N/A | N/A | N/A | N/A | N/A | N/A | 26.0101 | N/A | N/A | 1265.4 | 0.69243 | 0.02642 | 1.351% | 5466.94 | 260.581 | 2248.7489 | 1.9554 | 68015.25 | 5327.63
Windows_0.28UFactor0.23SHGC | New Windows: 0.28 U-factor, 0.23 SHGC |  | Window Upgrade: 0.28 vs 0.30 U-factor | SCG | SCE | CZ10 | 1992-2010 | Std | Mixed-fuel | Mixed-fuel | 291.81 | 7.971 | 11462.7824 | 11462.7824 | -8931.9824 | 141.6805 | N/A | N/A | 3302.9343 | 3771.6264 | 0.28814 | 0.32903 | N/A | N/A | N/A | N/A | N/A | N/A | N/A | N/A | 80.9059 | N/A | N/A | 2530.8 | 0.22078 | 0.05423 | 2.773% | 5466.94 | 260.581 | 2248.7489 | 1.9554 | 68015.25 | 5175.13
Roof_RB | Roofing: Radiant Barrier |  | Radiant Barrier (at roof replacement) | SCG | SCE | CZ10 | 1992-2010 | Std | Mixed-fuel | Mixed-fuel | 134.18 | 2.323 | 892.9455 | 892.9455 | 122.7045 | 64.2364 | N/A | N/A | 1479.3774 | 1649.5045 | 1.6567 | 1.8473 | N/A | N/A | N/A | N/A | N/A | N/A | N/A | N/A | 13.9009 | N/A | N/A | 1015.65 | 1.1374 | 0.01785 | 0.9128% | 5466.94 | 260.581 | 2248.7489 | 1.9554 | 68015.25 | 5332.76
Roof_0.20Ref | Roofing: Steep Sloped, 0.20 Ref. |  | 0.20 Solar Reflectance Cool Roof (at roof replacement) | SCG | SCE | CZ10 | 1992-2010 | Std | Mixed-fuel | Mixed-fuel | 140.69 | -3.05 | 892.9455 | 1203.407 | -770.507 | 56.5358 | N/A | N/A | 1230.9227 | 1214.5314 | 1.0229 | 1.0092 | N/A | N/A | N/A | N/A | N/A | N/A | N/A | N/A | 15.7943 | N/A | N/A | 432.9 | 0.35973 | -0.01279 | -0.6541% | 5466.94 | 260.581 | 2248.7489 | 1.9554 | 68015.25 | 5326.25
Roof_0.25Ref | Roofing: Steep Sloped, 0.25 Ref. vs. 0.20 Ref |  | Roofing Upgrade: 0.25 vs. 0.20 Solar Reflectance (at roof replacement) | SCG | SCE | CZ10 | 1992-2010 | Std | Mixed-fuel | Mixed-fuel | 214.44 | -4.628 | 1785.8911 | 2406.8139 | -1774.1139 | 86.5257 | N/A | N/A | 1884.41 | 1860.5692 | 0.78295 | 0.77304 | N/A | N/A | N/A | N/A | N/A | N/A | N/A | N/A | 20.64 | N/A | N/A | 632.7 | 0.26288 | -0.01952 | -0.9982% | 5466.94 | 260.581 | 2248.7489 | 1.9554 | 68015.25 | 5252.5
Ducts_R6 | New Ducts: R-6 |  | New Ducts: R-6 | SCG | SCE | CZ10 | 1992-2010 | Std | Mixed-fuel | Mixed-fuel | 411.93 | 4.131 | 4808.3746 | 4808.3746 | -1744.7746 | 189.45 | N/A | N/A | 4325.2574 | 4738.6661 | 0.89953 | 0.9855 | N/A | N/A | N/A | N/A | N/A | N/A | N/A | N/A | 25.3807 | N/A | N/A | 3063.6 | 0.63714 | 0.04436 | 2.269% | 5466.94 | 260.581 | 2248.7489 | 1.9554 | 68015.25 | 5055.01
Ducts_R8 | New Ducts: R-8 |  | New Ducts: R-8 | SCG | SCE | CZ10 | 1992-2010 | Std | Mixed-fuel | Mixed-fuel | 437.92 | 5.158 | 6311.1144 | 6311.1144 | -2947.8144 | 201.8946 | N/A | N/A | 4619.9162 | 5085.1056 | 0.73203 | 0.80574 | N/A | N/A | N/A | N/A | N/A | N/A | N/A | N/A | 31.2594 | N/A | N/A | 3363.3 | 0.53292 | 0.05149 | 2.633% | 5466.94 | 260.581 | 2248.7489 | 1.9554 | 68015.25 | 5029.02
DuctSealing_10% | Duct Sealing: 10% |  | Duct Sealing: 10% | SCG | SCE | CZ10 | 1992-2010 | Std | Mixed-fuel | Mixed-fuel | 84.73 | 1.803 | 1400.2974 | 1400.2974 | -667.6974 | 41.644 | N/A | N/A | 963.258 | 1083.3353 | 0.6879 | 0.77365 | N/A | N/A | N/A | N/A | N/A | N/A | N/A | N/A | 33.6254 | N/A | N/A | 732.6 | 0.52317 | 0.01405 | 0.7185% | 5466.94 | 260.581 | 2248.7489 | 1.9554 | 68015.25 | 5382.21
HPWH | HPWH |  | 240V Fed. Min. HPWH | SCG | SCE | CZ10 | 1992-2010 | Std | Mixed-fuel | Mixed-fuel | -988.69 | 151.405 | 4332.0102 | 6553.7323 | 4918.1177 | -108.0603 | -267.4212 | N/A | -481.3543 | 3921.9196 | 0 | 0.59843 | -4071.173 | 97.6213 | 0 | 0.014896 | N/A | N/A | N/A | N/A | -40.0888 | -16.1992 | N/A | 11471.85 | 1.7504 | 0.79138 | 41.57% | 5466.94 | 251.711 | 2231.8357 | 1.9036 | 66949.65 | 6455.63
HPWH_HighEfficiency | High Efficiency HPWH |  | 240V Market Std. NEEA HPWH | SCG | SCE | CZ10 | 1992-2010 | Std | Mixed-fuel | Mixed-fuel | -800.8 | 151.478 | 5192.8306 | 7967.0806 | 4903.3694 | -30.1983 | -204.4449 | N/A | 1273.568 | 5793.6838 | 0.15985 | 0.7272 | -2651.5725 | 1612.1612 | 0 | 0.20235 | N/A | N/A | N/A | N/A | -171.9574 | -25.3997 | N/A | 12870.45 | 1.6155 | 0.81534 | 42.83% | 5466.94 | 251.711 | 2231.8357 | 1.9036 | 66949.65 | 6267.74
HPWH_HighEfficiency_DR | High Efficiency HPWH with Demand Response |  | 240V Market Std. NEEA HPWH + DR | SCG | SCE | CZ10 | 1992-2010 | Std | Mixed-fuel | Mixed-fuel | -665.69 | 151.504 | 5192.8306 | 7967.0806 | 5985.6194 | 31.9968 | -145.3515 | N/A | 2674.9459 | 7287.3871 | 0.33575 | 0.91469 | -1320.0652 | 3031.4301 | 0 | 0.38049 | N/A | N/A | N/A | N/A | 162.2923 | -35.726 | N/A | 13952.7 | 1.7513 | 0.83564 | 43.9% | 5466.94 | 251.711 | 2231.8357 | 1.9036 | 66949.65 | 6132.63
HPWH_120V | 120V HPWH |  | 120V Market Std. NEEA HPWH | SCG | SCE | CZ10 | 1992-2010 | Std | Mixed-fuel | Mixed-fuel | -750.25 | 151.698 | 2892.8863 | 4272.7328 | 9097.2172 | -1.0495 | -168.8487 | N/A | 1933.1142 | 6502.9596 | 0.45243 | 1.522 | -1846.7917 | 2476.158 | 0 | 0.57953 | N/A | N/A | N/A | N/A | -2756.5217 | -17.133 | N/A | 13369.95 | 3.1291 | 0.82701 | 43.45% | 5466.94 | 251.711 | 2231.8357 | 1.9036 | 66949.65 | 6217.19
HPWH_TankOutside | HPWH in Exterior Closet |  | 240V Fed. Min. HPWH, Exterior Closet | SCG | SCE | CZ10 | 1992-2010 | Std | Mixed-fuel | Mixed-fuel | -1009.22 | 150.891 | 4751.0613 | 6972.7834 | 4299.2666 | -118.8549 | -278.3969 | N/A | -731.3545 | 3640.0633 | 0 | 0.52204 | -4325.2533 | -188.5815 | 0 | 0 | N/A | N/A | N/A | N/A | -39.9736 | -17.0658 | N/A | 11272.05 | 1.6166 | 0.78471 | 41.22% | 5466.94 | 251.711 | 2231.8357 | 1.9036 | 66949.65 | 6476.16
HPWH_TankInside_NotDucted | HPWH in interior closet, not ducted |  | 240V Fed. Min. HPWH, Interior Closet, Not Ducted | SCG | SCE | CZ10 | 1992-2010 | Std | Mixed-fuel | Mixed-fuel | -673.62 | 134.933 | 4412.5691 | 6634.2911 | 4954.1089 | -6.3934 | -193.9945 | N/A | 1591.8492 | 5637.7942 | 0.23994 | 0.8498 | -2634.1212 | 1135.7922 | 0 | 0.1712 | N/A | N/A | N/A | N/A | -690.1799 | -22.7458 | N/A | 11588.4 | 1.7467 | 0.72333 | 38% | 5466.94 | 251.711 | 2231.8357 | 1.9036 | 66949.65 | 6140.56
HPWH_TankInside_Ducted | HPWH in interior closet, ducted outside |  | 240V Fed. Min. HPWH, Interior Closet, Ducted | SCG | SCE | CZ10 | 1992-2010 | Std | Mixed-fuel | Mixed-fuel | -1035.87 | 155.7339 | 5491.8272 | 7713.5493 | 4091.3007 | -122.2535 | -282.4178 | N/A | -743.5445 | 3773.246 | 0 | 0.48917 | -4351.4648 | -70.3362 | 0 | 0 | N/A | N/A | N/A | N/A | -44.9216 | -19.4458 | N/A | 11804.85 | 1.5304 | 0.81814 | 42.98% | 5466.94 | 251.711 | 2231.8357 | 1.9036 | 66949.65 | 6502.81
HPSH_9.5HSPF2_17SEER2 | New HPSH 9.5 HSPF2, 17 SEER2 |  | High Efficiency HPSH | SCG | SCE | CZ10 | 1992-2010 | Std | Mixed-fuel | Mixed-fuel | -255.6 | 54.471 | 4148.5785 | 7065.961 | -3053.311 | 16.9904 | -165.7863 | N/A | 1123.4622 | 2878.9619 | 0.159 | 0.40744 | -2993.8306 | -1507.2639 | 0 | 0 | N/A | N/A | N/A | N/A | 244.1717 | -25.0237 | N/A | 4012.65 | 0.56788 | 0.24355 | 12.69% | 5072.37 | 257.381 | 2064.8421 | 1.9185 | 64785.15 | 5327.97
MSHP | Ducted MSHP 9.5 HSPF2, 16.5 SEER2 |  | High Eff MSHP | SCG | SCE | CZ10 | 1992-2010 | Std | Mixed-fuel | Mixed-fuel | -278.48 | 54.471 | 1421.1983 | 3229.8412 | 649.6088 | 6.2671 | -175.8542 | N/A | 881.9049 | 2621.6266 | 0.27305 | 0.81169 | -3220.6254 | -1748.8726 | 0 | 0 | N/A | N/A | N/A | N/A | 226.7713 | -8.0817 | N/A | 3879.45 | 1.2011 | 0.24261 | 12.65% | 5072.37 | 257.381 | 2064.8421 | 1.9185 | 64785.15 | 5350.85
PV_3kW | 3kW PV |  | 3kW PV | SCG | SCE | CZ10 | 1992-2010 | Std | Mixed-fuel | Mixed-fuel | 5024.384 | 0 | 9608.1502 | 11574.2633 | 1396.0867 | 927.2628 | N/A | 666.6079 | 20887.8544 | 22252.2059 | 1.8047 | 1.9226 | N/A | N/A | N/A | N/A | 15016.2487 | 15997.0791 | 1.2974 | 1.3821 | 10.3618 | N/A | 14.4135 | 12970.35 | 1.1206 | 0.13949 | 7.133% | 5466.94 | 260.581 | 2248.7489 | 1.9554 | 68015.25 | 442.556
AE | All Electric |  | All Electric | SCG | SCE | CZ10 | 1992-2010 | Std | All Electric | Mixed-fuel | -2132.88 | 260.581 | 6454.0357 | 9682.6042 | 6800.8958 | -311.8726 | -404.5913 | N/A | -3560.8343 | 4074.1278 | 0 | 0.42077 | -5649.4482 | 1849.0899 | 0 | 0.19097 | N/A | N/A | N/A | N/A | -20.6945 | -15.952 | N/A | 16483.5 | 1.7024 | 1.2679 | 64.84% | 5466.94 | 260.581 | 2248.7489 | 1.9554 | 68015.25 | 7599.82
VCHP_base | Base VCHP |  | Base VCHP | SCG | SCE | CZ10 | 1992-2010 | Std | Mixed-fuel | Mixed-fuel | -93.42 | 46.582 | 13336.3685 | 21679.367 | -17317.067 | 71.2788 | -127.8317 | N/A | 2236.3897 | 3814.8012 | 0.10316 | 0.17596 | -2248.8458 | -963.4006 | 0 | 0 | N/A | N/A | N/A | N/A | 187.1014 | -104.3276 | N/A | 4362.3 | 0.20122 | 0.20779 | 11.21% | 4774.73 | 249.492 | 1930.7738 | 1.8532 | 62254.35 | 4868.15
VCHP_Fujitsu48 | Fujitsu 48 VCHP |  | Fujitsu 48 VCHP | SCG | SCE | CZ10 | 1992-2010 | Std | Mixed-fuel | Mixed-fuel | 494.79 | 46.582 | 17266.2712 | 28131.7248 | -19556.9748 | 282.51 | 79.8354 | N/A | 6994.659 | 8883.8708 | 0.24864 | 0.3158 | 2429.1367 | 4020.1381 | 0.086349 | 0.1429 | N/A | N/A | N/A | N/A | 61.1174 | 216.2735 | N/A | 8574.75 | 0.30481 | 0.2707 | 14.61% | 4774.73 | 249.492 | 1930.7738 | 1.8532 | 62254.35 | 4279.94
HPWH_PV | HPWH + 3kW PV |  | 240V Fed. Min. HPWH + 3kW PV | SCG | SCE | CZ10 | 1992-2010 | Std | Mixed-fuel | Mixed-fuel | 4035.7 | 151.405 | 13940.1604 | 18127.9956 | 8029.1544 | 943.2255 | N/A | 677.3964 | 23200.2874 | 29150.3972 | 1.2798 | 1.608 | N/A | N/A | N/A | N/A | 17212.1264 | 22771.1019 | 0.94948 | 1.2561 | 14.7792 | N/A | 20.579 | 26157.15 | 1.4429 | 0.93088 | 48.9% | 5466.94 | 251.711 | 2231.8357 | 1.9036 | 66949.65 | 1431.24
HPSH_PV | HPSH + 3kW PV |  | HPSH + 3kW PV | SCG | SCE | CZ10 | 1992-2010 | Std | Mixed-fuel | Mixed-fuel | 4531.445 | 54.471 | 10780.1756 | 13753.1352 | 1181.9148 | 830.0534 | N/A | 617.7722 | 19438.8095 | 22390.6298 | 1.4134 | 1.628 | N/A | N/A | N/A | N/A | 14656.8871 | 17296.3621 | 1.0657 | 1.2576 | 12.9873 | N/A | 17.4501 | 14935.05 | 1.0859 | 0.35752 | 18.64% | 5072.37 | 257.381 | 2064.8421 | 1.9185 | 64785.15 | 540.925
HPSH_RCV_300CFM | New HPSH |  | Heat Pump Space Heater | SDGE | SDGE | CZ10 | 1992-2010 | Std | Mixed-fuel | Mixed-fuel | -492.94 | 54.471 | 1172.0255 | 2178.8719 | 102.1781 | -104.7113 | -14.1904 | N/A | -1678.6406 | 1150.5216 | 0 | 0.52804 | 512.3648 | 3322.8188 | 0.23515 | 1.525 | N/A | N/A | N/A | N/A | -11.1929 | -82.5931 | N/A | 2281.05 | 1.0469 | 0.21802 | 11.36% | 5072.37 | 257.381 | 2970.8642 | 1.9185 | 64785.15 | 5565.31
DFHP_RCV_300CFM_35F | DFHP, Existing Furnace 35F |  | Dual Fuel Heat Pump (existing furnace) | SDGE | SDGE | CZ10 | 1992-2010 | Std | Mixed-fuel | Mixed-fuel | -399.16 | 50.522 | 1960.2499 | 948.7304 | 1071.4696 | -72.8116 | 7.4598 | N/A | -961.8062 | 1679.4235 | 0 | 1.7702 | 981.1139 | 3605.7537 | 1.0341 | 3.8006 | N/A | N/A | N/A | N/A | -26.9222 | 262.7767 | N/A | 2020.2 | 2.1294 | 0.21438 | 11.13% | 5072.37 | 258.778 | 2974.6309 | 1.9267 | 64474.35 | 5471.53
AtticInsulation_R38 | Attic Insulation: R-38 |  | Attic Insulation: R-38 | SDGE | SDGE | CZ10 | 1992-2010 | Std | Mixed-fuel | Mixed-fuel | 73.82 | 1.947 | 1781.4608 | 1781.4608 | -1098.8108 | 52.5609 | N/A | N/A | 1303.4073 | 1394.9014 | 0.73165 | 0.78301 | N/A | N/A | N/A | N/A | N/A | N/A | N/A | N/A | 33.8933 | N/A | N/A | 682.65 | 0.3832 | 0.01426 | 0.7293% | 5466.94 | 260.581 | 3238.9325 | 1.9554 | 68015.25 | 5393.12
AtticInsulation_R49 | Attic Insulation: R-49 |  | Attic Insulation: R-49 | SDGE | SDGE | CZ10 | 1992-2010 | Std | Mixed-fuel | Mixed-fuel | 139.31 | 3.562 | 1827.4739 | 1827.4739 | -562.0739 | 101.1722 | N/A | N/A | 2505.9035 | 2672.2768 | 1.3712 | 1.4623 | N/A | N/A | N/A | N/A | N/A | N/A | N/A | N/A | 18.063 | N/A | N/A | 1265.4 | 0.69243 | 0.02642 | 1.351% | 5466.94 | 260.581 | 3238.9325 | 1.9554 | 68015.25 | 5327.63
Windows_0.28UFactor0.23SHGC | New Windows: 0.28 U-factor, 0.23 SHGC |  | Window Upgrade: 0.28 vs 0.30 U-factor | SDGE | SDGE | CZ10 | 1992-2010 | Std | Mixed-fuel | Mixed-fuel | 291.81 | 7.971 | 11462.7824 | 11462.7824 | -8931.9824 | 201.5968 | N/A | N/A | 5007.0497 | 5383.7049 | 0.43681 | 0.46967 | N/A | N/A | N/A | N/A | N/A | N/A | N/A | N/A | 56.8599 | N/A | N/A | 2530.8 | 0.22078 | 0.05423 | 2.773% | 5466.94 | 260.581 | 3238.9325 | 1.9554 | 68015.25 | 5175.13
Roof_RB | Roofing: Radiant Barrier |  | Radiant Barrier (at roof replacement) | SDGE | SDGE | CZ10 | 1992-2010 | Std | Mixed-fuel | Mixed-fuel | 134.18 | 2.323 | 892.9455 | 892.9455 | 122.7045 | 92.1227 | N/A | N/A | 2266.8499 | 2369.4344 | 2.5386 | 2.6535 | N/A | N/A | N/A | N/A | N/A | N/A | N/A | N/A | 9.693 | N/A | N/A | 1015.65 | 1.1374 | 0.01785 | 0.9128% | 5466.94 | 260.581 | 3238.9325 | 1.9554 | 68015.25 | 5332.76
Roof_0.20Ref | Roofing: Steep Sloped, 0.20 Ref. |  | 0.20 Solar Reflectance Cool Roof (at roof replacement) | SDGE | SDGE | CZ10 | 1992-2010 | Std | Mixed-fuel | Mixed-fuel | 140.69 | -3.05 | 892.9455 | 1203.407 | -770.507 | 79.3679 | N/A | N/A | 1872.6369 | 1697.4098 | 1.5561 | 1.4105 | N/A | N/A | N/A | N/A | N/A | N/A | N/A | N/A | 11.2507 | N/A | N/A | 432.9 | 0.35973 | -0.01279 | -0.6541% | 5466.94 | 260.581 | 3238.9325 | 1.9554 | 68015.25 | 5326.25
Roof_0.25Ref | Roofing: Steep Sloped, 0.25 Ref. vs. 0.20 Ref |  | Roofing Upgrade: 0.25 vs. 0.20 Solar Reflectance (at roof replacement) | SDGE | SDGE | CZ10 | 1992-2010 | Std | Mixed-fuel | Mixed-fuel | 214.44 | -4.628 | 1785.8911 | 2406.8139 | -1774.1139 | 121.6031 | N/A | N/A | 2869.8637 | 2603.726 | 1.1924 | 1.0818 | N/A | N/A | N/A | N/A | N/A | N/A | N/A | N/A | 14.6862 | N/A | N/A | 632.7 | 0.26288 | -0.01952 | -0.9982% | 5466.94 | 260.581 | 3238.9325 | 1.9554 | 68015.25 | 5252.5
Ducts_R6 | New Ducts: R-6 |  | New Ducts: R-6 | SDGE | SDGE | CZ10 | 1992-2010 | Std | Mixed-fuel | Mixed-fuel | 411.93 | 4.131 | 4808.3746 | 4808.3746 | -1744.7746 | 276.0044 | N/A | N/A | 6746.553 | 6906.1183 | 1.4031 | 1.4363 | N/A | N/A | N/A | N/A | N/A | N/A | N/A | N/A | 17.4214 | N/A | N/A | 3063.6 | 0.63714 | 0.04436 | 2.269% | 5466.94 | 260.581 | 3238.9325 | 1.9554 | 68015.25 | 5055.01
Ducts_R8 | New Ducts: R-8 |  | New Ducts: R-8 | SDGE | SDGE | CZ10 | 1992-2010 | Std | Mixed-fuel | Mixed-fuel | 437.92 | 5.158 | 6311.1144 | 6311.1144 | -2947.8144 | 294.9555 | N/A | N/A | 7221.6628 | 7431.1413 | 1.1443 | 1.1775 | N/A | N/A | N/A | N/A | N/A | N/A | N/A | N/A | 21.3968 | N/A | N/A | 3363.3 | 0.53292 | 0.05149 | 2.633% | 5466.94 | 260.581 | 3238.9325 | 1.9554 | 68015.25 | 5029.02
DuctSealing_10% | Duct Sealing: 10% |  | Duct Sealing: 10% | SDGE | SDGE | CZ10 | 1992-2010 | Std | Mixed-fuel | Mixed-fuel | 84.73 | 1.803 | 1400.2974 | 1400.2974 | -667.6974 | 59.4382 | N/A | N/A | 1467.4933 | 1549.7731 | 1.048 | 1.1067 | N/A | N/A | N/A | N/A | N/A | N/A | N/A | N/A | 23.5589 | N/A | N/A | 732.6 | 0.52317 | 0.01405 | 0.7185% | 5466.94 | 260.581 | 3238.9325 | 1.9554 | 68015.25 | 5382.21
HPWH | HPWH |  | 240V Fed. Min. HPWH | SDGE | SDGE | CZ10 | 1992-2010 | Std | Mixed-fuel | Mixed-fuel | -988.69 | 151.405 | 4332.0102 | 6553.7323 | 4918.1177 | -125.5874 | 32.6504 | N/A | -817.058 | 6500.39 | 0 | 0.99186 | 3012.9939 | 10297.7383 | 0.45974 | 1.5713 | N/A | N/A | N/A | N/A | -34.494 | 132.6786 | N/A | 11471.85 | 1.7504 | 0.79138 | 41.57% | 5466.94 | 251.711 | 3215.8898 | 1.9036 | 66949.65 | 6455.63
HPWH_HighEfficiency | High Efficiency HPWH |  | 240V Market Std. NEEA HPWH | SDGE | SDGE | CZ10 | 1992-2010 | Std | Mixed-fuel | Mixed-fuel | -800.8 | 151.478 | 5192.8306 | 7967.0806 | 4903.3694 | -23.1294 | 109.6272 | N/A | 1663.9992 | 8963.9502 | 0.20886 | 1.1251 | 4877.292 | 12149.8056 | 0.61218 | 1.525 | N/A | N/A | N/A | N/A | -224.5125 | 47.3681 | N/A | 12870.45 | 1.6155 | 0.81534 | 42.83% | 5466.94 | 251.711 | 3215.8898 | 1.9036 | 66949.65 | 6267.74
HPWH_HighEfficiency_DR | High Efficiency HPWH with Demand Response |  | 240V Market Std. NEEA HPWH + DR | SDGE | SDGE | CZ10 | 1992-2010 | Std | Mixed-fuel | Mixed-fuel | -665.69 | 151.504 | 5192.8306 | 7967.0806 | 5985.6194 | 57.5273 | 173.7461 | N/A | 3616.6453 | 10901.2399 | 0.45395 | 1.3683 | 6429.6536 | 13690.2287 | 0.80703 | 1.7183 | N/A | N/A | N/A | N/A | 90.2673 | 29.8875 | N/A | 13952.7 | 1.7513 | 0.83564 | 43.9% | 5466.94 | 251.711 | 3215.8898 | 1.9036 | 66949.65 | 6132.63
HPWH_120V | 120V HPWH |  | 120V Market Std. NEEA HPWH | SDGE | SDGE | CZ10 | 1992-2010 | Std | Mixed-fuel | Mixed-fuel | -750.25 | 151.698 | 2892.8863 | 4272.7328 | 9097.2172 | 14.2977 | 142.4176 | N/A | 2573.2606 | 9876.5073 | 0.60225 | 2.3115 | 5674.327 | 12951.0946 | 1.328 | 3.0311 | N/A | N/A | N/A | N/A | 202.3329 | 20.3127 | N/A | 13369.95 | 3.1291 | 0.82701 | 43.45% | 5466.94 | 251.711 | 3215.8898 | 1.9036 | 66949.65 | 6217.19
HPWH_TankOutside | HPWH in Exterior Closet |  | 240V Fed. Min. HPWH, Exterior Closet | SDGE | SDGE | CZ10 | 1992-2010 | Std | Mixed-fuel | Mixed-fuel | -1009.22 | 150.891 | 4751.0613 | 6972.7834 | 4299.2666 | -140.1627 | 21.2937 | N/A | -1177.704 | 6116.9761 | 0 | 0.87726 | 2730.2537 | 9991.565 | 0.39156 | 1.4329 | N/A | N/A | N/A | N/A | -33.8968 | 223.1202 | N/A | 11272.05 | 1.6166 | 0.78471 | 41.22% | 5466.94 | 251.711 | 3215.8898 | 1.9036 | 66949.65 | 6476.16
HPWH_TankInside_NotDucted | HPWH in interior closet, not ducted |  | 240V Fed. Min. HPWH, Interior Closet, Not Ducted | SDGE | SDGE | CZ10 | 1992-2010 | Std | Mixed-fuel | Mixed-fuel | -673.62 | 134.933 | 4412.5691 | 6634.2911 | 4954.1089 | 10.3272 | 127.7675 | N/A | 2221.5274 | 8687.0149 | 0.33486 | 1.3094 | 5064.1012 | 11505.3168 | 0.76332 | 1.7342 | N/A | N/A | N/A | N/A | 427.2784 | 34.5359 | N/A | 11588.4 | 1.7467 | 0.72333 | 38% | 5466.94 | 251.711 | 3215.8898 | 1.9036 | 66949.65 | 6140.56
HPWH_TankInside_Ducted | HPWH in interior closet, ducted outside |  | 240V Fed. Min. HPWH, Interior Closet, Ducted | SDGE | SDGE | CZ10 | 1992-2010 | Std | Mixed-fuel | Mixed-fuel | -1035.87 | 155.7339 | 5491.8272 | 7713.5493 | 4091.3007 | -147.3245 | 15.0969 | N/A | -1280.429 | 6247.3996 | 0 | 0.80993 | 2650.8832 | 10145.1436 | 0.34367 | 1.3152 | N/A | N/A | N/A | N/A | -37.2771 | 363.7726 | N/A | 11804.85 | 1.5304 | 0.81814 | 42.98% | 5466.94 | 251.711 | 3215.8898 | 1.9036 | 66949.65 | 6502.81
HPSH_9.5HSPF2_17SEER2 | New HPSH 9.5 HSPF2, 17 SEER2 |  | High Efficiency HPSH | SDGE | SDGE | CZ10 | 1992-2010 | Std | Mixed-fuel | Mixed-fuel | -255.6 | 54.471 | 4148.5785 | 7065.961 | -3053.311 | 34.9824 | 100.1597 | N/A | 1702.561 | 4502.8522 | 0.24095 | 0.63726 | 3280.1399 | 6066.9606 | 0.46422 | 0.85862 | N/A | N/A | N/A | N/A | 118.5906 | 41.4196 | N/A | 4012.65 | 0.56788 | 0.24355 | 12.69% | 5072.37 | 257.381 | 2970.8642 | 1.9185 | 64785.15 | 5327.97
MSHP | Ducted MSHP 9.5 HSPF2, 16.5 SEER2 |  | High Eff MSHP | SDGE | SDGE | CZ10 | 1992-2010 | Std | Mixed-fuel | Mixed-fuel | -278.48 | 54.471 | 1421.1983 | 3229.8412 | 649.6088 | 19.3582 | 87.0168 | N/A | 1324.3881 | 4127.9084 | 0.41005 | 1.2781 | 2962.0233 | 5751.5603 | 0.91708 | 1.7808 | N/A | N/A | N/A | N/A | 73.4158 | 16.3325 | N/A | 3879.45 | 1.2011 | 0.24261 | 12.65% | 5072.37 | 257.381 | 2970.8642 | 1.9185 | 64785.15 | 5350.85
PV_3kW | 3kW PV |  | 3kW PV | SDGE | SDGE | CZ10 | 1992-2010 | Std | Mixed-fuel | Mixed-fuel | 5024.384 | 0 | 9608.1502 | 11574.2633 | 1396.0867 | 1160.6211 | N/A | 981.0762 | 28092.1457 | 27852.2754 | 2.4271 | 2.4064 | N/A | N/A | N/A | N/A | 23746.3694 | 23543.6064 | 2.0517 | 2.0341 | 8.2785 | N/A | 9.7935 | 12970.35 | 1.1206 | 0.13949 | 7.133% | 5466.94 | 260.581 | 3238.9325 | 1.9554 | 68015.25 | 442.556
AE | All Electric |  | All Electric | SDGE | SDGE | CZ10 | 1992-2010 | Std | All Electric | Mixed-fuel | -2132.88 | 260.581 | 6454.0357 | 9682.6042 | 6800.8958 | -481.0171 | -152.314 | N/A | -8124.034 | 3518.3016 | 0 | 0.36336 | -167.9699 | 11406.4313 | 0 | 1.178 | N/A | N/A | N/A | N/A | -13.4175 | -42.3732 | N/A | 16483.5 | 1.7024 | 1.2679 | 64.84% | 5466.94 | 260.581 | 3238.9325 | 1.9554 | 68015.25 | 7599.82
VCHP_base | Base VCHP |  | Base VCHP | SDGE | SDGE | CZ10 | 1992-2010 | Std | Mixed-fuel | Mixed-fuel | -93.42 | 46.582 | 13336.3685 | 21679.367 | -17317.067 | 108.4003 | 124.5592 | N/A | 3353.5402 | 5725.13 | 0.15469 | 0.26408 | 3744.6585 | 6112.9086 | 0.17273 | 0.28197 | N/A | N/A | N/A | N/A | 123.0289 | 107.0685 | N/A | 4362.3 | 0.20122 | 0.20779 | 11.21% | 4774.73 | 249.492 | 2766.9504 | 1.8532 | 62254.35 | 4868.15
VCHP_Fujitsu48 | Fujitsu 48 VCHP |  | Fujitsu 48 VCHP | SDGE | SDGE | CZ10 | 1992-2010 | Std | Mixed-fuel | Mixed-fuel | 494.79 | 46.582 | 17266.2712 | 28131.7248 | -19556.9748 | 442.4406 | 400.1706 | N/A | 11438.7881 | 13741.3404 | 0.40662 | 0.48846 | 10415.669 | 12726.9574 | 0.37025 | 0.45241 | N/A | N/A | N/A | N/A | 39.0251 | 43.1473 | N/A | 8574.75 | 0.30481 | 0.2707 | 14.61% | 4774.73 | 249.492 | 2766.9504 | 1.8532 | 62254.35 | 4279.94
HPWH_PV | HPWH + 3kW PV |  | 240V Fed. Min. HPWH + 3kW PV | SDGE | SDGE | CZ10 | 1992-2010 | Std | Mixed-fuel | Mixed-fuel | 4035.7 | 151.405 | 13940.1604 | 18127.9956 | 8029.1544 | 1228.3827 | N/A | 1074.7019 | 31954.9864 | 38992.604 | 1.7627 | 2.151 | N/A | N/A | N/A | N/A | 28235.2346 | 35304.614 | 1.5575 | 1.9475 | 11.3484 | N/A | 12.9712 | 26157.15 | 1.4429 | 0.93088 | 48.9% | 5466.94 | 251.711 | 3215.8898 | 1.9036 | 66949.65 | 1431.24
HPSH_PV | HPSH + 3kW PV |  | HPSH + 3kW PV | SDGE | SDGE | CZ10 | 1992-2010 | Std | Mixed-fuel | Mixed-fuel | 4531.445 | 54.471 | 10780.1756 | 13753.1352 | 1181.9148 | 1033.1699 | N/A | 965.3572 | 25863.0992 | 28457.0909 | 1.8805 | 2.0691 | N/A | N/A | N/A | N/A | 24221.7323 | 26829.7391 | 1.7612 | 1.9508 | 10.4341 | N/A | 11.167 | 14935.05 | 1.0859 | 0.35752 | 18.64% | 5072.37 | 257.381 | 2970.8642 | 1.9185 | 64785.15 | 540.925
HPSH_RCV_300CFM | New HPSH |  | Heat Pump Space Heater | PGE | PGE | CZ11 | 1992-2010 | Std | Mixed-fuel | Mixed-fuel | -1822.17 | 199.673 | 1247.8715 | 2494.1335 | 6552.3665 | -95.2733 | -272.0043 | N/A | 1181.8847 | 9318.174 | 0.47387 | 3.736 | -2847.2992 | 5077.0296 | 0 | 2.0356 | N/A | N/A | N/A | N/A | -13.0978 | -4.5877 | N/A | 9046.5 | 3.6271 | 0.84003 | 29.48% | 5826.62 | 406.37 | 3004.0033 | 2.8491 | 88300.5 | 7648.79
DFHP_RCV_300CFM_35F | DFHP, Existing Furnace 35F |  | Dual Fuel Heat Pump (existing furnace) | PGE | PGE | CZ11 | 1992-2010 | Std | Mixed-fuel | Mixed-fuel | -1335.88 | 167.83 | 1933.2565 | 1161.1526 | 6597.7474 | 4.6306 | -191.8473 | N/A | 2968.3584 | 10016.2076 | 2.5564 | 8.6261 | -1511.0207 | 5301.1849 | 0 | 4.5655 | N/A | N/A | N/A | N/A | 417.4994 | -10.0771 | N/A | 7758.9 | 6.6821 | 0.75547 | 26.24% | 5826.62 | 411.49 | 3016.966 | 2.879 | 87190.5 | 7162.5
AtticInsulation_R38 | Attic Insulation: R-38 |  | Attic Insulation: R-38 | PGE | PGE | CZ11 | 1992-2010 | Std | Mixed-fuel | Mixed-fuel | 84.96 | 4.993 | 1781.4608 | 1781.4608 | -649.2608 | 53.1369 | N/A | N/A | 1304.3486 | 1596.6394 | 0.73218 | 0.89625 | N/A | N/A | N/A | N/A | N/A | N/A | N/A | N/A | 33.5259 | N/A | N/A | 1132.2 | 0.63555 | 0.03327 | 1.129% | 6382.63 | 418.219 | 3306.5515 | 2.9472 | 94771.8 | 6297.67
AtticInsulation_R49 | Attic Insulation: R-49 |  | Attic Insulation: R-49 | PGE | PGE | CZ11 | 1992-2010 | Std | Mixed-fuel | Mixed-fuel | 163.18 | 9.14 | 1827.4739 | 1827.4739 | 303.7261 | 101.6735 | N/A | N/A | 2488.0469 | 3028.3124 | 1.3615 | 1.6571 | N/A | N/A | N/A | N/A | N/A | N/A | N/A | N/A | 17.9739 | N/A | N/A | 2131.2 | 1.1662 | 0.0612 | 2.077% | 6382.63 | 418.219 | 3306.5515 | 2.9472 | 94771.8 | 6219.45
Windows_0.28UFactor0.23SHGC | New Windows: 0.28 U-factor, 0.23 SHGC |  | Window Upgrade: 0.28 vs 0.30 U-factor | PGE | PGE | CZ11 | 1992-2010 | Std | Mixed-fuel | Mixed-fuel | 398.84 | 24.406 | 11462.7824 | 11462.7824 | -6184.7324 | 252.7674 | N/A | N/A | 6212.8654 | 7623.4225 | 0.542 | 0.66506 | N/A | N/A | N/A | N/A | N/A | N/A | N/A | N/A | 45.3491 | N/A | N/A | 5278.05 | 0.46045 | 0.15951 | 5.412% | 6382.63 | 418.219 | 3306.5515 | 2.9472 | 94771.8 | 5983.79
Roof_RB | Roofing: Radiant Barrier |  | Radiant Barrier (at roof replacement) | PGE | PGE | CZ11 | 1992-2010 | Std | Mixed-fuel | Mixed-fuel | 176.58 | 5.724 | 892.9455 | 892.9455 | 755.4045 | 99.6073 | N/A | N/A | 2377.1299 | 2757.943 | 2.6621 | 3.0886 | N/A | N/A | N/A | N/A | N/A | N/A | N/A | N/A | 8.9647 | N/A | N/A | 1648.35 | 1.846 | 0.04023 | 1.365% | 6382.63 | 418.219 | 3306.5515 | 2.9472 | 94771.8 | 6206.05
Roof_0.20Ref | Roofing: Steep Sloped, 0.20 Ref. |  | 0.20 Solar Reflectance Cool Roof (at roof replacement) | PGE | PGE | CZ11 | 1992-2010 | Std | Mixed-fuel | Mixed-fuel | 161.72 | -4.394 | 892.9455 | 1203.407 | -803.807 | 66.8721 | N/A | N/A | 1443.7306 | 1325.0548 | 1.1997 | 1.1011 | N/A | N/A | N/A | N/A | N/A | N/A | N/A | N/A | 13.353 | N/A | N/A | 399.6 | 0.33206 | -0.01939 | -0.6579% | 6382.63 | 418.219 | 3306.5515 | 2.9472 | 94771.8 | 6220.91
Roof_0.25Ref | Roofing: Steep Sloped, 0.25 Ref. vs. 0.20 Ref |  | Roofing Upgrade: 0.25 vs. 0.20 Solar Reflectance (at roof replacement) | PGE | PGE | CZ11 | 1992-2010 | Std | Mixed-fuel | Mixed-fuel | 234.67 | -6.659 | 1785.8911 | 2406.8139 | -1857.3639 | 96.0377 | N/A | N/A | 2066.99 | 1880.792 | 0.85881 | 0.78144 | N/A | N/A | N/A | N/A | N/A | N/A | N/A | N/A | 18.5957 | N/A | N/A | 549.45 | 0.22829 | -0.02937 | -0.9965% | 6382.63 | 418.219 | 3306.5515 | 2.9472 | 94771.8 | 6147.96
Ducts_R6 | New Ducts: R-6 |  | New Ducts: R-6 | PGE | PGE | CZ11 | 1992-2010 | Std | Mixed-fuel | Mixed-fuel | 617.18 | 14.476 | 4808.3746 | 4808.3746 | 1052.4254 | 334.2949 | N/A | N/A | 7890.2726 | 8952.6493 | 1.6409 | 1.8619 | N/A | N/A | N/A | N/A | N/A | N/A | N/A | N/A | 14.3836 | N/A | N/A | 5860.8 | 1.2189 | 0.1217 | 4.129% | 6382.63 | 418.219 | 3306.5515 | 2.9472 | 94771.8 | 5765.45
Ducts_R8 | New Ducts: R-8 |  | New Ducts: R-8 | PGE | PGE | CZ11 | 1992-2010 | Std | Mixed-fuel | Mixed-fuel | 661.23 | 17.713 | 6311.1144 | 6311.1144 | 215.6856 | 363.8891 | N/A | N/A | 8625.0971 | 9870.8694 | 1.3667 | 1.564 | N/A | N/A | N/A | N/A | N/A | N/A | N/A | N/A | 17.3435 | N/A | N/A | 6526.8 | 1.0342 | 0.1426 | 4.839% | 6382.63 | 418.219 | 3306.5515 | 2.9472 | 94771.8 | 5721.4
DuctSealing_10% | Duct Sealing: 10% |  | Duct Sealing: 10% | PGE | PGE | CZ11 | 1992-2010 | Std | Mixed-fuel | Mixed-fuel | 117.15 | 6.73 | 1400.2974 | 1400.2974 | 164.8026 | 73.7292 | N/A | N/A | 1805.9152 | 2201.8523 | 1.2897 | 1.5724 | N/A | N/A | N/A | N/A | N/A | N/A | N/A | N/A | 18.9924 | N/A | N/A | 1565.1 | 1.1177 | 0.04579 | 1.554% | 6382.63 | 418.219 | 3306.5515 | 2.9472 | 94771.8 | 6265.48
HPWH | HPWH |  | 240V Fed. Min. HPWH | PGE | PGE | CZ11 | 1992-2010 | Std | Mixed-fuel | Mixed-fuel | -1261.01 | 155.603 | 4332.0102 | 6553.7323 | 3469.5677 | -180.7151 | -211.9763 | N/A | -1536.4445 | 4602.2464 | 0 | 0.70223 | -2249.1508 | 3852.0473 | 0 | 0.58776 | N/A | N/A | N/A | N/A | -23.9715 | -20.4363 | N/A | 10023.3 | 1.5294 | 0.77543 | 26.78% | 6382.63 | 409.301 | 3284.8178 | 2.895 | 93689.55 | 7643.64
HPWH_HighEfficiency | High Efficiency HPWH |  | 240V Market Std. NEEA HPWH | PGE | PGE | CZ11 | 1992-2010 | Std | Mixed-fuel | Mixed-fuel | -986.27 | 155.745 | 5192.8306 | 7967.0806 | 3987.6194 | -63.4492 | -121.8678 | N/A | 1139.5178 | 7424.9704 | 0.14303 | 0.93196 | -192.3334 | 6023.0555 | 0 | 0.75599 | N/A | N/A | N/A | N/A | -81.8424 | -42.6104 | N/A | 11954.7 | 1.5005 | 0.80737 | 27.89% | 6382.63 | 409.301 | 3284.8178 | 2.895 | 93689.55 | 7368.9
HPWH_HighEfficiency_DR | High Efficiency HPWH with Demand Response |  | 240V Market Std. NEEA HPWH + DR | PGE | PGE | CZ11 | 1992-2010 | Std | Mixed-fuel | Mixed-fuel | -806.65 | 155.797 | 5192.8306 | 7967.0806 | 5402.8694 | 14.8227 | -59.8204 | N/A | 2924.8844 | 9306.4097 | 0.36712 | 1.1681 | 1223.1406 | 7515.1435 | 0.15352 | 0.94327 | N/A | N/A | N/A | N/A | 350.3292 | -86.807 | N/A | 13369.95 | 1.6781 | 0.83674 | 28.9% | 6382.63 | 409.301 | 3284.8178 | 2.895 | 93689.55 | 7189.28
HPWH_120V | 120V HPWH |  | 120V Market Std. NEEA HPWH | PGE | PGE | CZ11 | 1992-2010 | Std | Mixed-fuel | Mixed-fuel | -816.87 | 156.121 | 2892.8863 | 4272.7328 | 9197.1172 | 9.5454 | -65.0283 | N/A | 2810.1817 | 9199.1824 | 0.6577 | 2.153 | 1110.021 | 7409.5826 | 0.25979 | 1.7342 | N/A | N/A | N/A | N/A | 303.0661 | -44.4866 | N/A | 13469.85 | 3.1525 | 0.84454 | 29.17% | 6382.63 | 409.301 | 3284.8178 | 2.895 | 93689.55 | 7199.5
HPWH_TankOutside | HPWH in Exterior Closet |  | 240V Fed. Min. HPWH, Exterior Closet | PGE | PGE | CZ11 | 1992-2010 | Std | Mixed-fuel | Mixed-fuel | -1279.29 | 154.629 | 4751.0613 | 6972.7834 | 2750.8166 | -190.8902 | -220.6389 | N/A | -1785.4265 | 4299.228 | 0 | 0.61657 | -2463.65 | 3585.3256 | 0 | 0.51419 | N/A | N/A | N/A | N/A | -24.889 | -21.5332 | N/A | 9723.6 | 1.3945 | 0.7663 | 26.47% | 6382.63 | 409.301 | 3284.8178 | 2.895 | 93689.55 | 7661.92
HPWH_TankInside_NotDucted | HPWH in interior closet, not ducted |  | 240V Fed. Min. HPWH, Interior Closet, Not Ducted | PGE | PGE | CZ11 | 1992-2010 | Std | Mixed-fuel | Mixed-fuel | -778.64 | 125.972 | 4412.5691 | 6634.2911 | 3189.2089 | -40.5193 | -116.0543 | N/A | 1150.4632 | 6204.3717 | 0.17341 | 0.9352 | -571.6138 | 4391.7026 | 0 | 0.66197 | N/A | N/A | N/A | N/A | -108.9005 | -38.0216 | N/A | 9823.5 | 1.4807 | 0.65999 | 22.8% | 6382.63 | 409.301 | 3284.8178 | 2.895 | 93689.55 | 7161.27
HPWH_TankInside_Ducted | HPWH in interior closet, ducted outside |  | 240V Fed. Min. HPWH, Interior Closet, Ducted | PGE | PGE | CZ11 | 1992-2010 | Std | Mixed-fuel | Mixed-fuel | -1285.29 | 163.631 | 5491.8272 | 7713.5493 | 3225.5007 | -176.1906 | -208.1806 | N/A | -1294.1075 | 5192.3989 | 0 | 0.67315 | -2023.4301 | 4424.7092 | 0 | 0.57363 | N/A | N/A | N/A | N/A | -31.1698 | -26.3801 | N/A | 10939.05 | 1.4182 | 0.82666 | 28.55% | 6382.63 | 409.301 | 3284.8178 | 2.895 | 93689.55 | 7667.92
HPSH_9.5HSPF2_17SEER2 | New HPSH 9.5 HSPF2, 17 SEER2 |  | High Efficiency HPSH | PGE | PGE | CZ11 | 1992-2010 | Std | Mixed-fuel | Mixed-fuel | -1323.67 | 199.673 | 4247.3528 | 7418.8676 | 5473.7824 | 100.7178 | -94.7981 | N/A | 5650.1678 | 14021.5168 | 0.76159 | 1.89 | 1192.7187 | 9329.5779 | 0.16077 | 1.2575 | N/A | N/A | N/A | N/A | 42.1708 | -44.8042 | N/A | 12892.65 | 1.7378 | 0.90716 | 31.84% | 5826.62 | 406.37 | 3004.0033 | 2.8491 | 88300.5 | 7150.29
MSHP | Ducted MSHP 9.5 HSPF2, 16.5 SEER2 |  | High Eff MSHP | PGE | PGE | CZ11 | 1992-2010 | Std | Mixed-fuel | Mixed-fuel | -1351.61 | 199.673 | 1411.0322 | 3403.8828 | 9322.2672 | 87.4299 | -107.2891 | N/A | 5347.2243 | 13702.6367 | 1.5709 | 4.0256 | 907.9425 | 9029.8207 | 0.26674 | 2.6528 | N/A | N/A | N/A | N/A | 16.139 | -13.1517 | N/A | 12726.15 | 3.7387 | 0.90604 | 31.8% | 5826.62 | 406.37 | 3004.0033 | 2.8491 | 88300.5 | 7178.23
PV_3kW | 3kW PV |  | 3kW PV | PGE | PGE | CZ11 | 1992-2010 | Std | Mixed-fuel | Mixed-fuel | 4582.45 | 0 | 9608.1502 | 11574.2633 | 763.3867 | 1042.3146 | N/A | 757.1073 | 23763.1005 | 25013.1891 | 2.0531 | 2.1611 | N/A | N/A | N/A | N/A | 17260.8313 | 18168.8597 | 1.4913 | 1.5698 | 9.2181 | N/A | 12.6906 | 12337.65 | 1.066 | 0.10753 | 3.649% | 6382.63 | 418.219 | 3306.5515 | 2.9472 | 94771.8 | 1800.18
AE | All Electric |  | All Electric | PGE | PGE | CZ11 | 1992-2010 | Std | All Electric | Mixed-fuel | -3573.53 | 418.219 | 6529.8817 | 9997.8658 | 14960.4842 | -310.3927 | -361.0991 | N/A | -703.7178 | 14600.5837 | 0 | 1.4604 | -1859.7417 | 13383.7456 | 0 | 1.3387 | N/A | N/A | N/A | N/A | -21.0375 | -18.0834 | N/A | 24958.35 | 2.4964 | 1.9327 | 65.58% | 6382.63 | 418.219 | 3306.5515 | 2.9472 | 94771.8 | 9956.16
VCHP_base | Base VCHP |  | Base VCHP | PGE | PGE | CZ11 | 1992-2010 | Std | Mixed-fuel | Mixed-fuel | -995.54 | 175.583 | 15591.6635 | 25382.2501 | -11995.6501 | 156.5658 | -49.7462 | N/A | 6479.8656 | 13827.0983 | 0.25529 | 0.54475 | 1776.2839 | 8876.0785 | 0.069981 | 0.3497 | N/A | N/A | N/A | N/A | 99.5854 | -313.4244 | N/A | 13386.6 | 0.5274 | 0.79883 | 29.99% | 5300.7 | 382.28 | 2702.9435 | 2.6633 | 83033.55 | 6296.24
VCHP_Fujitsu48 | Fujitsu 48 VCHP |  | Fujitsu 48 VCHP | PGE | PGE | CZ11 | 1992-2010 | Std | Mixed-fuel | Mixed-fuel | 385.9 | 175.583 | 19694.4848 | 32118.5162 | -8125.8662 | 650.2331 | 438.432 | N/A | 17734.6875 | 25673.9946 | 0.55216 | 0.79935 | 12905.9627 | 20591.2486 | 0.40182 | 0.6411 | N/A | N/A | N/A | N/A | 30.2883 | 44.9203 | N/A | 23992.65 | 0.747 | 0.98571 | 37.01% | 5300.7 | 382.28 | 2702.9435 | 2.6633 | 83033.55 | 4914.8
HPWH_PV | HPWH + 3kW PV |  | 240V Fed. Min. HPWH + 3kW PV | PGE | PGE | CZ11 | 1992-2010 | Std | Mixed-fuel | Mixed-fuel | 3321.45 | 155.603 | 13940.1604 | 18127.9956 | 5848.0044 | 1024.727 | N/A | 789.9853 | 25945.6982 | 33530.1228 | 1.4313 | 1.8496 | N/A | N/A | N/A | N/A | 20593.9649 | 27896.8547 | 1.136 | 1.5389 | 13.6038 | N/A | 17.6461 | 23976 | 1.3226 | 0.88296 | 30.5% | 6382.63 | 409.301 | 3284.8178 | 2.895 | 93689.55 | 3061.18
HPSH_PV | HPSH + 3kW PV |  | HPSH + 3kW PV | PGE | PGE | CZ11 | 1992-2010 | Std | Mixed-fuel | Mixed-fuel | 2760.29 | 199.673 | 10856.0217 | 14068.3968 | 7232.5032 | 873.4489 | N/A | 630.9206 | 23267.1962 | 32565.3119 | 1.6539 | 2.3148 | N/A | N/A | N/A | N/A | 17737.94 | 26745.1819 | 1.2608 | 1.9011 | 12.4289 | N/A | 17.2066 | 21300.9 | 1.5141 | 0.94756 | 33.26% | 5826.62 | 406.37 | 3004.0033 | 2.8491 | 88300.5 | 3066.33
HPSH_RCV_300CFM | New HPSH |  | Heat Pump Space Heater | PGE | PGE | CZ12 | 1992-2010 | Std | Mixed-fuel | Mixed-fuel | -1875.91 | 203.926 | 1172.0255 | 2178.8719 | 6989.7281 | -147.4902 | -305.3456 | N/A | 27.4406 | 8189.7081 | 0.012594 | 3.7587 | -3571.4078 | 4401.5376 | 0 | 2.0201 | N/A | N/A | N/A | N/A | -7.9465 | -3.8384 | N/A | 9168.6 | 4.208 | 0.8673 | 30.33% | 4572.59 | 417.563 | 2459.4357 | 2.86 | 81879.15 | 6448.5
DFHP_RCV_300CFM_35F | DFHP, Existing Furnace 35F |  | Dual Fuel Heat Pump (existing furnace) | PGE | PGE | CZ12 | 1992-2010 | Std | Mixed-fuel | Mixed-fuel | -1411.92 | 179.152 | 1960.2499 | 948.7304 | 7093.2196 | -18.7629 | -217.1345 | N/A | 2581.508 | 9961.6385 | 2.721 | 10.5 | -1941.0463 | 5201.1693 | 0 | 5.4822 | N/A | N/A | N/A | N/A | -104.475 | -9.0278 | N/A | 8041.95 | 8.4765 | 0.80908 | 27.99% | 4572.59 | 422.792 | 2472.4845 | 2.8906 | 80746.95 | 5984.51
AtticInsulation_R38 | Attic Insulation: R-38 |  | Attic Insulation: R-38 | PGE | PGE | CZ12 | 1992-2010 | Std | Mixed-fuel | Mixed-fuel | 71.18 | 4.402 | 1781.4608 | 1781.4608 | -765.8108 | 44.6289 | N/A | N/A | 1097.3343 | 1347.3279 | 0.61597 | 0.75631 | N/A | N/A | N/A | N/A | N/A | N/A | N/A | N/A | 39.9172 | N/A | N/A | 1015.65 | 0.57012 | 0.02961 | 1.005% | 4806.99 | 429.619 | 2601.9915 | 2.9461 | 86480.1 | 4735.81
AtticInsulation_R49 | Attic Insulation: R-49 |  | Attic Insulation: R-49 | PGE | PGE | CZ12 | 1992-2010 | Std | Mixed-fuel | Mixed-fuel | 130.58 | 8.054 | 1827.4739 | 1827.4739 | 37.3261 | 81.221 | N/A | N/A | 1997.7976 | 2454.5826 | 1.0932 | 1.3432 | N/A | N/A | N/A | N/A | N/A | N/A | N/A | N/A | 22.5 | N/A | N/A | 1864.8 | 1.0204 | 0.05451 | 1.85% | 4806.99 | 429.619 | 2601.9915 | 2.9461 | 86480.1 | 4676.41
Windows_0.28UFactor0.23SHGC | New Windows: 0.28 U-factor, 0.23 SHGC |  | Window Upgrade: 0.28 vs 0.30 U-factor | PGE | PGE | CZ12 | 1992-2010 | Std | Mixed-fuel | Mixed-fuel | 256.01 | 23.297 | 11462.7824 | 11462.7824 | -7033.8824 | 176.4789 | N/A | N/A | 4448.8393 | 5706.9676 | 0.38811 | 0.49787 | N/A | N/A | N/A | N/A | N/A | N/A | N/A | N/A | 64.9527 | N/A | N/A | 4428.9 | 0.38637 | 0.15006 | 5.094% | 4806.99 | 429.619 | 2601.9915 | 2.9461 | 86480.1 | 4550.98
Roof_RB | Roofing: Radiant Barrier |  | Radiant Barrier (at roof replacement) | PGE | PGE | CZ12 | 1992-2010 | Std | Mixed-fuel | Mixed-fuel | 126.86 | 5.9 | 892.9455 | 892.9455 | 605.5545 | 74.5449 | N/A | N/A | 1806.658 | 2159.6576 | 2.0233 | 2.4186 | N/A | N/A | N/A | N/A | N/A | N/A | N/A | N/A | 11.9786 | N/A | N/A | 1498.5 | 1.6782 | 0.04129 | 1.402% | 4806.99 | 429.619 | 2601.9915 | 2.9461 | 86480.1 | 4680.13
Roof_0.20Ref | Roofing: Steep Sloped, 0.20 Ref. |  | 0.20 Solar Reflectance Cool Roof (at roof replacement) | PGE | PGE | CZ12 | 1992-2010 | Std | Mixed-fuel | Mixed-fuel | 121.12 | -5.634 | 892.9455 | 1203.407 | -1136.807 | 43.4091 | N/A | N/A | 888.6748 | 692.3264 | 0.73847 | 0.57531 | N/A | N/A | N/A | N/A | N/A | N/A | N/A | N/A | 20.5705 | N/A | N/A | 66.6 | 0.055343 | -0.02721 | -0.9236% | 4806.99 | 429.619 | 2601.9915 | 2.9461 | 86480.1 | 4685.87
Roof_0.25Ref | Roofing: Steep Sloped, 0.25 Ref. vs. 0.20 Ref |  | Roofing Upgrade: 0.25 vs. 0.20 Solar Reflectance (at roof replacement) | PGE | PGE | CZ12 | 1992-2010 | Std | Mixed-fuel | Mixed-fuel | 182.45 | -8.551 | 1785.8911 | 2406.8139 | -2323.5639 | 64.8105 | N/A | N/A | 1324.3677 | 1025.2162 | 0.55026 | 0.42596 | N/A | N/A | N/A | N/A | N/A | N/A | N/A | N/A | 27.5556 | N/A | N/A | 83.25 | 0.034589 | -0.04159 | -1.412% | 4806.99 | 429.619 | 2601.9915 | 2.9461 | 86480.1 | 4624.54
Ducts_R6 | New Ducts: R-6 |  | New Ducts: R-6 | PGE | PGE | CZ12 | 1992-2010 | Std | Mixed-fuel | Mixed-fuel | 303.77 | 14.581 | 4808.3746 | 4808.3746 | -812.3746 | 177.9406 | N/A | N/A | 4323.5327 | 5193.1917 | 0.89917 | 1.08 | N/A | N/A | N/A | N/A | N/A | N/A | N/A | N/A | 27.0224 | N/A | N/A | 3996 | 0.83105 | 0.1092 | 3.707% | 4806.99 | 429.619 | 2601.9915 | 2.9461 | 86480.1 | 4503.22
Ducts_R8 | New Ducts: R-8 |  | New Ducts: R-8 | PGE | PGE | CZ12 | 1992-2010 | Std | Mixed-fuel | Mixed-fuel | 326.26 | 17.825 | 6311.1144 | 6311.1144 | -1765.6644 | 196.4215 | N/A | N/A | 4804.2236 | 5842.0597 | 0.76123 | 0.92568 | N/A | N/A | N/A | N/A | N/A | N/A | N/A | N/A | 32.1305 | N/A | N/A | 4545.45 | 0.72023 | 0.1297 | 4.403% | 4806.99 | 429.619 | 2601.9915 | 2.9461 | 86480.1 | 4480.73
DuctSealing_10% | Duct Sealing: 10% |  | Duct Sealing: 10% | PGE | PGE | CZ12 | 1992-2010 | Std | Mixed-fuel | Mixed-fuel | 52.39 | 6.826 | 1400.2974 | 1400.2974 | -168.1974 | 41.9922 | N/A | N/A | 1082.2709 | 1439.9192 | 0.77289 | 1.0283 | N/A | N/A | N/A | N/A | N/A | N/A | N/A | N/A | 33.3466 | N/A | N/A | 1232.1 | 0.87988 | 0.04389 | 1.49% | 4806.99 | 429.619 | 2601.9915 | 2.9461 | 86480.1 | 4754.6
HPWH | HPWH |  | 240V Fed. Min. HPWH | PGE | PGE | CZ12 | 1992-2010 | Std | Mixed-fuel | Mixed-fuel | -1367.01 | 162.52 | 4332.0102 | 6553.7323 | 3536.1677 | -212.8027 | -281.7982 | N/A | -2184.7441 | 4120.2465 | 0 | 0.62869 | -3757.7312 | 2464.5103 | 0 | 0.37605 | N/A | N/A | N/A | N/A | -20.3569 | -15.3727 | N/A | 10089.9 | 1.5396 | 0.81097 | 28.03% | 4806.99 | 420.607 | 2580.3421 | 2.8933 | 85397.85 | 6174
HPWH_HighEfficiency | High Efficiency HPWH |  | 240V Market Std. NEEA HPWH | PGE | PGE | CZ12 | 1992-2010 | Std | Mixed-fuel | Mixed-fuel | -1059.44 | 162.686 | 5192.8306 | 7967.0806 | 4303.9694 | -81.8566 | -181.2848 | N/A | 803.5129 | 7272.6737 | 0.10085 | 0.91284 | -1463.2925 | 4886.62 | 0 | 0.61335 | N/A | N/A | N/A | N/A | -63.4382 | -28.6446 | N/A | 12271.05 | 1.5402 | 0.84599 | 29.24% | 4806.99 | 420.607 | 2580.3421 | 2.8933 | 85397.85 | 5866.43
HPWH_HighEfficiency_DR | High Efficiency HPWH with Demand Response |  | 240V Market Std. NEEA HPWH + DR | PGE | PGE | CZ12 | 1992-2010 | Std | Mixed-fuel | Mixed-fuel | -919.1 | 162.699 | 5192.8306 | 7967.0806 | 5536.0694 | -20.879 | -130.3317 | N/A | 2193.919 | 8736.7454 | 0.27537 | 1.0966 | -301.4254 | 6110.1301 | 0 | 0.76692 | N/A | N/A | N/A | N/A | -248.7103 | -39.8432 | N/A | 13503.15 | 1.6949 | 0.87008 | 30.07% | 4806.99 | 420.607 | 2580.3421 | 2.8933 | 85397.85 | 5726.09
HPWH_120V | 120V HPWH |  | 120V Market Std. NEEA HPWH | PGE | PGE | CZ12 | 1992-2010 | Std | Mixed-fuel | Mixed-fuel | -874.82 | 163.074 | 2892.8863 | 4272.7328 | 9729.9172 | -2.4112 | -117.5293 | N/A | 2621.4664 | 9202.4561 | 0.61353 | 2.1538 | -3.0414 | 6439.8827 | 0 | 1.5072 | N/A | N/A | N/A | N/A | -1199.7781 | -24.6142 | N/A | 14002.65 | 3.2772 | 0.88063 | 30.44% | 4806.99 | 420.607 | 2580.3421 | 2.8933 | 85397.85 | 5681.81
HPWH_TankOutside | HPWH in Exterior Closet |  | 240V Fed. Min. HPWH, Exterior Closet | PGE | PGE | CZ12 | 1992-2010 | Std | Mixed-fuel | Mixed-fuel | -1387.37 | 161.476 | 4751.0613 | 6972.7834 | 2834.0666 | -223.9994 | -291.164 | N/A | -2458.1718 | 3788.7168 | 0 | 0.54336 | -3989.4161 | 2176.9194 | 0 | 0.3122 | N/A | N/A | N/A | N/A | -21.2101 | -16.3175 | N/A | 9806.85 | 1.4064 | 0.80124 | 27.69% | 4806.99 | 420.607 | 2580.3421 | 2.8933 | 85397.85 | 6194.36
HPWH_TankInside_NotDucted | HPWH in interior closet, not ducted |  | 240V Fed. Min. HPWH, Interior Closet, Not Ducted | PGE | PGE | CZ12 | 1992-2010 | Std | Mixed-fuel | Mixed-fuel | -880.36 | 130.992 | 4412.5691 | 6634.2911 | 3122.6089 | -71.358 | -178.7542 | N/A | 496.6496 | 5634.7455 | 0.074861 | 0.84934 | -1951.8122 | 3057.4792 | 0 | 0.46086 | N/A | N/A | N/A | N/A | -61.8371 | -24.6851 | N/A | 9756.9 | 1.4707 | 0.68287 | 23.6% | 4806.99 | 420.607 | 2580.3421 | 2.8933 | 85397.85 | 5687.35
HPWH_TankInside_Ducted | HPWH in interior closet, ducted outside |  | 240V Fed. Min. HPWH, Interior Closet, Ducted | PGE | PGE | CZ12 | 1992-2010 | Std | Mixed-fuel | Mixed-fuel | -1376.08 | 170.804 | 5491.8272 | 7713.5493 | 3358.7007 | -201.8312 | -274.5261 | N/A | -1791.863 | 4877.4383 | 0 | 0.63232 | -3449.1902 | 3132.9253 | 0 | 0.40616 | N/A | N/A | N/A | N/A | -27.21 | -20.0048 | N/A | 11072.25 | 1.4354 | 0.8634 | 29.84% | 4806.99 | 420.607 | 2580.3421 | 2.8933 | 85397.85 | 6183.07
HPSH_9.5HSPF2_17SEER2 | New HPSH 9.5 HSPF2, 17 SEER2 |  | High Efficiency HPSH | PGE | PGE | CZ12 | 1992-2010 | Std | Mixed-fuel | Mixed-fuel | -1470.16 | 203.926 | 4148.5785 | 7065.961 | 5366.039 | 13.4904 | -167.3413 | N/A | 3697.5417 | 12052.8796 | 0.52329 | 1.7058 | -425.131 | 7713.3283 | 0 | 1.0916 | N/A | N/A | N/A | N/A | 307.52 | -24.7911 | N/A | 12432 | 1.7594 | 0.92849 | 32.47% | 4572.59 | 417.563 | 2459.4357 | 2.86 | 81879.15 | 6042.75
MSHP | Ducted MSHP 9.5 HSPF2, 16.5 SEER2 |  | High Eff MSHP | PGE | PGE | CZ12 | 1992-2010 | Std | Mixed-fuel | Mixed-fuel | -1479.35 | 203.926 | 1421.1983 | 3229.8412 | 9135.5588 | 9.5665 | -171.97 | N/A | 3608.0825 | 11958.7142 | 1.1171 | 3.7026 | -530.6574 | 7602.2506 | 0 | 2.3538 | N/A | N/A | N/A | N/A | 148.5597 | -8.2642 | N/A | 12365.4 | 3.8285 | 0.92782 | 32.44% | 4572.59 | 417.563 | 2459.4357 | 2.86 | 81879.15 | 6051.94
PV_3kW | 3kW PV |  | 3kW PV | PGE | PGE | CZ12 | 1992-2010 | Std | Mixed-fuel | Mixed-fuel | 4713.4449 | 0 | 9608.1502 | 11574.2633 | -1917.2633 | 791.0537 | N/A | 549.3124 | 18034.7543 | 18983.4958 | 1.5582 | 1.6401 | N/A | N/A | N/A | N/A | 12523.442 | 13182.2538 | 1.082 | 1.1389 | 12.146 | N/A | 17.4912 | 9657 | 0.83435 | 0.10739 | 3.645% | 4806.99 | 429.619 | 2601.9915 | 2.9461 | 86480.1 | 93.5451
AE | All Electric |  | All Electric | PGE | PGE | CZ12 | 1992-2010 | Std | All Electric | Mixed-fuel | -4057.31 | 429.619 | 6454.0357 | 9682.6042 | 13627.3958 | -537.819 | -578.2792 | N/A | -5750.4551 | 9621.0925 | 0 | 0.99365 | -6672.882 | 8650.1401 | 0 | 0.89337 | N/A | N/A | N/A | N/A | -12.0004 | -11.1608 | N/A | 23310 | 2.4074 | 1.9835 | 67.33% | 4806.99 | 429.619 | 2601.9915 | 2.9461 | 86480.1 | 8864.3
VCHP_base | Base VCHP |  | Base VCHP | PGE | PGE | CZ12 | 1992-2010 | Std | Mixed-fuel | Mixed-fuel | -1237.12 | 180.057 | 13336.3685 | 21679.367 | -9175.217 | 30.0133 | -153.0911 | N/A | 3639.985 | 10946.9039 | 0.1679 | 0.50495 | -534.5029 | 6552.8117 | 0 | 0.30226 | N/A | N/A | N/A | N/A | 444.3481 | -87.1139 | N/A | 12504.15 | 0.57678 | 0.82167 | 30.62% | 4231.48 | 393.694 | 2252.4226 | 2.6835 | 77772.15 | 5468.6
VCHP_Fujitsu48 | Fujitsu 48 VCHP |  | Fujitsu 48 VCHP | PGE | PGE | CZ12 | 1992-2010 | Std | Mixed-fuel | Mixed-fuel | -123.78 | 180.057 | 17266.2712 | 28131.7248 | -6753.1248 | 408.9388 | 221.7414 | N/A | 12278.8769 | 20040.2559 | 0.43648 | 0.71237 | 8011.0762 | 15547.942 | 0.28477 | 0.55268 | N/A | N/A | N/A | N/A | 42.2221 | 77.8667 | N/A | 21378.6 | 0.75995 | 0.99232 | 36.98% | 4231.48 | 393.694 | 2252.4226 | 2.6835 | 77772.15 | 4355.26
HPWH_PV | HPWH + 3kW PV |  | 240V Fed. Min. HPWH + 3kW PV | PGE | PGE | CZ12 | 1992-2010 | Std | Mixed-fuel | Mixed-fuel | 3346.44 | 162.52 | 13940.1604 | 18127.9956 | 3566.9544 | 774.3337 | N/A | 577.279 | 20320.3815 | 27809.2833 | 1.1209 | 1.5341 | N/A | N/A | N/A | N/A | 15827.8516 | 23080.4181 | 0.87312 | 1.2732 | 18.0028 | N/A | 24.148 | 21694.95 | 1.1968 | 0.91836 | 31.74% | 4806.99 | 420.607 | 2580.3421 | 2.8933 | 85397.85 | 1460.55
HPSH_PV | HPSH + 3kW PV |  | HPSH + 3kW PV | PGE | PGE | CZ12 | 1992-2010 | Std | Mixed-fuel | Mixed-fuel | 2837.53 | 203.926 | 10780.1756 | 13753.1352 | 5288.9148 | 628.9155 | N/A | 451.9754 | 17728.2454 | 26821.6866 | 1.289 | 1.9502 | N/A | N/A | N/A | N/A | 13694.2948 | 22575.5248 | 0.99572 | 1.6415 | 17.1409 | N/A | 23.8512 | 19042.05 | 1.3846 | 0.97469 | 34.08% | 4572.59 | 417.563 | 2459.4357 | 2.86 | 81879.15 | 1735.06
HPSH_RCV_300CFM | New HPSH |  | Heat Pump Space Heater | PGE | SMUD | CZ12 | 1992-2010 | Std | Mixed-fuel | Mixed-fuel | -1875.91 | 203.926 | 1172.0255 | 2178.8719 | 6989.7281 | 245.6663 | 245.6663 | N/A | 8990.7776 | 17624.573 | 4.1263 | 8.0889 | 8990.7776 | 17624.573 | 4.1263 | 8.0889 | N/A | N/A | N/A | N/A | 4.7708 | 4.7708 | N/A | 9168.6 | 4.208 | 0.8673 | 30.33% | 4572.59 | 417.563 | 1820.1304 | 2.86 | 81879.15 | 6448.5
DFHP_RCV_300CFM_35F | DFHP, Existing Furnace 35F |  | Dual Fuel Heat Pump (existing furnace) | PGE | SMUD | CZ12 | 1992-2010 | Std | Mixed-fuel | Mixed-fuel | -1411.92 | 179.152 | 1960.2499 | 948.7304 | 7093.2196 | 247.0765 | 247.0765 | N/A | 8642.22 | 16341.182 | 9.1092 | 17.2243 | 8642.22 | 16341.182 | 9.1092 | 17.2243 | N/A | N/A | N/A | N/A | 7.9338 | 7.9338 | N/A | 8041.95 | 8.4765 | 0.80908 | 27.99% | 4572.59 | 422.792 | 1833.1792 | 2.8906 | 80746.95 | 5984.51
AtticInsulation_R38 | Attic Insulation: R-38 |  | Attic Insulation: R-38 | PGE | SMUD | CZ12 | 1992-2010 | Std | Mixed-fuel | Mixed-fuel | 71.18 | 4.402 | 1781.4608 | 1781.4608 | -765.8108 | 24.6894 | N/A | N/A | 642.7457 | 868.8251 | 0.3608 | 0.4877 | N/A | N/A | N/A | N/A | N/A | N/A | N/A | N/A | 72.1549 | N/A | N/A | 1015.65 | 0.57012 | 0.02961 | 1.005% | 4806.99 | 429.619 | 1897.7377 | 2.9461 | 86480.1 | 4735.81
AtticInsulation_R49 | Attic Insulation: R-49 |  | Attic Insulation: R-49 | PGE | SMUD | CZ12 | 1992-2010 | Std | Mixed-fuel | Mixed-fuel | 130.58 | 8.054 | 1827.4739 | 1827.4739 | 37.3261 | 45.5234 | N/A | N/A | 1183.9498 | 1597.9213 | 0.64786 | 0.87439 | N/A | N/A | N/A | N/A | N/A | N/A | N/A | N/A | 40.1437 | N/A | N/A | 1864.8 | 1.0204 | 0.05451 | 1.85% | 4806.99 | 429.619 | 1897.7377 | 2.9461 | 86480.1 | 4676.41
Windows_0.28UFactor0.23SHGC | New Windows: 0.28 U-factor, 0.23 SHGC |  | Window Upgrade: 0.28 vs 0.30 U-factor | PGE | SMUD | CZ12 | 1992-2010 | Std | Mixed-fuel | Mixed-fuel | 256.01 | 23.297 | 11462.7824 | 11462.7824 | -7033.8824 | 108.1411 | N/A | N/A | 2890.8476 | 4067.0157 | 0.25219 | 0.3548 | N/A | N/A | N/A | N/A | N/A | N/A | N/A | N/A | 105.9984 | N/A | N/A | 4428.9 | 0.38637 | 0.15006 | 5.094% | 4806.99 | 429.619 | 1897.7377 | 2.9461 | 86480.1 | 4550.98
Roof_RB | Roofing: Radiant Barrier |  | Radiant Barrier (at roof replacement) | PGE | SMUD | CZ12 | 1992-2010 | Std | Mixed-fuel | Mixed-fuel | 126.86 | 5.9 | 892.9455 | 892.9455 | 605.5545 | 39.0789 | N/A | N/A | 998.0921 | 1308.5561 | 1.1178 | 1.4654 | N/A | N/A | N/A | N/A | N/A | N/A | N/A | N/A | 22.8498 | N/A | N/A | 1498.5 | 1.6782 | 0.04129 | 1.402% | 4806.99 | 429.619 | 1897.7377 | 2.9461 | 86480.1 | 4680.13
Roof_0.20Ref | Roofing: Steep Sloped, 0.20 Ref. |  | 0.20 Solar Reflectance Cool Roof (at roof replacement) | PGE | SMUD | CZ12 | 1992-2010 | Std | Mixed-fuel | Mixed-fuel | 121.12 | -5.634 | 892.9455 | 1203.407 | -1136.807 | 10.2457 | N/A | N/A | 132.6037 | -103.5188 | 0.11019 | 0 | N/A | N/A | N/A | N/A | N/A | N/A | N/A | N/A | 87.153 | N/A | N/A | 66.6 | 0.055343 | -0.02721 | -0.9236% | 4806.99 | 429.619 | 1897.7377 | 2.9461 | 86480.1 | 4685.87
Roof_0.25Ref | Roofing: Steep Sloped, 0.25 Ref. vs. 0.20 Ref |  | Roofing Upgrade: 0.25 vs. 0.20 Solar Reflectance (at roof replacement) | PGE | SMUD | CZ12 | 1992-2010 | Std | Mixed-fuel | Mixed-fuel | 182.45 | -8.551 | 1785.8911 | 2406.8139 | -2323.5639 | 15.6456 | N/A | N/A | 203.4879 | -154.629 | 0.084547 | 0 | N/A | N/A | N/A | N/A | N/A | N/A | N/A | N/A | 114.1463 | N/A | N/A | 83.25 | 0.034589 | -0.04159 | -1.412% | 4806.99 | 429.619 | 1897.7377 | 2.9461 | 86480.1 | 4624.54
Ducts_R6 | New Ducts: R-6 |  | New Ducts: R-6 | PGE | SMUD | CZ12 | 1992-2010 | Std | Mixed-fuel | Mixed-fuel | 303.77 | 14.581 | 4808.3746 | 4808.3746 | -812.3746 | 93.0129 | N/A | N/A | 2387.3175 | 3155.1195 | 0.49649 | 0.65617 | N/A | N/A | N/A | N/A | N/A | N/A | N/A | N/A | 51.6958 | N/A | N/A | 3996 | 0.83105 | 0.1092 | 3.707% | 4806.99 | 429.619 | 1897.7377 | 2.9461 | 86480.1 | 4503.22
Ducts_R8 | New Ducts: R-8 |  | New Ducts: R-8 | PGE | SMUD | CZ12 | 1992-2010 | Std | Mixed-fuel | Mixed-fuel | 326.26 | 17.825 | 6311.1144 | 6311.1144 | -1765.6644 | 105.3391 | N/A | N/A | 2727.6913 | 3656.2886 | 0.4322 | 0.57934 | N/A | N/A | N/A | N/A | N/A | N/A | N/A | N/A | 59.9124 | N/A | N/A | 4545.45 | 0.72023 | 0.1297 | 4.403% | 4806.99 | 429.619 | 1897.7377 | 2.9461 | 86480.1 | 4480.73
DuctSealing_10% | Duct Sealing: 10% |  | Duct Sealing: 10% | PGE | SMUD | CZ12 | 1992-2010 | Std | Mixed-fuel | Mixed-fuel | 52.39 | 6.826 | 1400.2974 | 1400.2974 | -168.1974 | 26.8911 | N/A | N/A | 737.9907 | 1077.5276 | 0.52702 | 0.7695 | N/A | N/A | N/A | N/A | N/A | N/A | N/A | N/A | 52.0728 | N/A | N/A | 1232.1 | 0.87988 | 0.04389 | 1.49% | 4806.99 | 429.619 | 1897.7377 | 2.9461 | 86480.1 | 4754.6
HPWH | HPWH |  | 240V Fed. Min. HPWH | PGE | SMUD | CZ12 | 1992-2010 | Std | Mixed-fuel | Mixed-fuel | -1367.01 | 162.52 | 4332.0102 | 6553.7323 | 3536.1677 | 191.3939 | 191.3939 | N/A | 7030.2887 | 13820.048 | 1.0727 | 2.1087 | 7030.2887 | 13820.048 | 1.0727 | 2.1087 | N/A | N/A | N/A | N/A | 22.634 | 22.634 | N/A | 10089.9 | 1.5396 | 0.81097 | 28.03% | 4806.99 | 420.607 | 1876.0882 | 2.8933 | 85397.85 | 6174
HPWH_HighEfficiency | High Efficiency HPWH |  | 240V Market Std. NEEA HPWH | PGE | SMUD | CZ12 | 1992-2010 | Std | Mixed-fuel | Mixed-fuel | -1059.44 | 162.686 | 5192.8306 | 7967.0806 | 4303.9694 | 229.9033 | 229.9033 | N/A | 7911.1376 | 14754.2042 | 0.99298 | 1.8519 | 7911.1376 | 14754.2042 | 0.99298 | 1.8519 | N/A | N/A | N/A | N/A | 22.587 | 22.587 | N/A | 12271.05 | 1.5402 | 0.84599 | 29.24% | 4806.99 | 420.607 | 1876.0882 | 2.8933 | 85397.85 | 5866.43
HPWH_HighEfficiency_DR | High Efficiency HPWH with Demand Response |  | 240V Market Std. NEEA HPWH + DR | PGE | SMUD | CZ12 | 1992-2010 | Std | Mixed-fuel | Mixed-fuel | -919.1 | 162.699 | 5192.8306 | 7967.0806 | 5536.0694 | 248.2181 | 248.2181 | N/A | 8328.9017 | 15194.4668 | 1.0454 | 1.9072 | 8328.9017 | 15194.4668 | 1.0454 | 1.9072 | N/A | N/A | N/A | N/A | 20.9204 | 20.9204 | N/A | 13503.15 | 1.6949 | 0.87008 | 30.07% | 4806.99 | 420.607 | 1876.0882 | 2.8933 | 85397.85 | 5726.09
HPWH_120V | 120V HPWH |  | 120V Market Std. NEEA HPWH | PGE | SMUD | CZ12 | 1992-2010 | Std | Mixed-fuel | Mixed-fuel | -874.82 | 163.074 | 2892.8863 | 4272.7328 | 9729.9172 | 254.3596 | 254.3596 | N/A | 8475.4287 | 15364.3737 | 1.9836 | 3.5959 | 8475.4287 | 15364.3737 | 1.9836 | 3.5959 | N/A | N/A | N/A | N/A | 11.3732 | 11.3732 | N/A | 14002.65 | 3.2772 | 0.88063 | 30.44% | 4806.99 | 420.607 | 1876.0882 | 2.8933 | 85397.85 | 5681.81
HPWH_TankOutside | HPWH in Exterior Closet |  | 240V Fed. Min. HPWH, Exterior Closet | PGE | SMUD | CZ12 | 1992-2010 | Std | Mixed-fuel | Mixed-fuel | -1387.37 | 161.476 | 4751.0613 | 6972.7834 | 2834.0666 | 186.2554 | 186.2554 | N/A | 6894.9791 | 13633.9023 | 0.98884 | 1.9553 | 6894.9791 | 13633.9023 | 0.98884 | 1.9553 | N/A | N/A | N/A | N/A | 25.5083 | 25.5083 | N/A | 9806.85 | 1.4064 | 0.80124 | 27.69% | 4806.99 | 420.607 | 1876.0882 | 2.8933 | 85397.85 | 6194.36
HPWH_TankInside_NotDucted | HPWH in interior closet, not ducted |  | 240V Fed. Min. HPWH, Interior Closet, Not Ducted | PGE | SMUD | CZ12 | 1992-2010 | Std | Mixed-fuel | Mixed-fuel | -880.36 | 130.992 | 4412.5691 | 6634.2911 | 3122.6089 | 187.5425 | 187.5425 | N/A | 6399.1639 | 11847.7693 | 0.96456 | 1.7858 | 6399.1639 | 11847.7693 | 0.96456 | 1.7858 | N/A | N/A | N/A | N/A | 23.5284 | 23.5284 | N/A | 9756.9 | 1.4707 | 0.68287 | 23.6% | 4806.99 | 420.607 | 1876.0882 | 2.8933 | 85397.85 | 5687.35
HPWH_TankInside_Ducted | HPWH in interior closet, ducted outside |  | 240V Fed. Min. HPWH, Interior Closet, Ducted | PGE | SMUD | CZ12 | 1992-2010 | Std | Mixed-fuel | Mixed-fuel | -1376.08 | 170.804 | 5491.8272 | 7713.5493 | 3358.7007 | 204.9706 | 204.9706 | N/A | 7482.5639 | 14639.7585 | 0.97005 | 1.8979 | 7482.5639 | 14639.7585 | 0.97005 | 1.8979 | N/A | N/A | N/A | N/A | 26.7932 | 26.7932 | N/A | 11072.25 | 1.4354 | 0.8634 | 29.84% | 4806.99 | 420.607 | 1876.0882 | 2.8933 | 85397.85 | 6183.07
HPSH_9.5HSPF2_17SEER2 | New HPSH 9.5 HSPF2, 17 SEER2 |  | High Efficiency HPSH | PGE | SMUD | CZ12 | 1992-2010 | Std | Mixed-fuel | Mixed-fuel | -1470.16 | 203.926 | 4148.5785 | 7065.961 | 5366.039 | 299.8372 | 299.8372 | N/A | 10225.788 | 18924.5528 | 1.4472 | 2.6783 | 10225.788 | 18924.5528 | 1.4472 | 2.6783 | N/A | N/A | N/A | N/A | 13.8361 | 13.8361 | N/A | 12432 | 1.7594 | 0.92849 | 32.47% | 4572.59 | 417.563 | 1820.1304 | 2.86 | 81879.15 | 6042.75
MSHP | Ducted MSHP 9.5 HSPF2, 16.5 SEER2 |  | High Eff MSHP | PGE | SMUD | CZ12 | 1992-2010 | Std | Mixed-fuel | Mixed-fuel | -1479.35 | 203.926 | 1421.1983 | 3229.8412 | 9135.5588 | 297.8742 | 297.8742 | N/A | 10181.0341 | 18877.4445 | 3.1522 | 5.8447 | 10181.0341 | 18877.4445 | 3.1522 | 5.8447 | N/A | N/A | N/A | N/A | 4.7711 | 4.7711 | N/A | 12365.4 | 3.8285 | 0.92782 | 32.44% | 4572.59 | 417.563 | 1820.1304 | 2.86 | 81879.15 | 6051.94
PV_3kW | 3kW PV |  | 3kW PV | PGE | SMUD | CZ12 | 1992-2010 | Std | Mixed-fuel | Mixed-fuel | 4713.4449 | 0 | 9608.1502 | 11574.2633 | -1917.2633 | 639.6655 | N/A | 639.6655 | 14583.3466 | 15350.5224 | 1.26 | 1.3263 | N/A | N/A | N/A | N/A | 14583.3466 | 15350.5224 | 1.26 | 1.3263 | 15.0206 | N/A | 15.0206 | 9657 | 0.83435 | 0.10739 | 3.645% | 4806.99 | 429.619 | 1897.7377 | 2.9461 | 86480.1 | 93.5451
AE | All Electric |  | All Electric | PGE | SMUD | CZ12 | 1992-2010 | Std | All Electric | Mixed-fuel | -4057.31 | 429.619 | 6454.0357 | 9682.6042 | 13627.3958 | 400.8543 | 400.8543 | N/A | 15649.791 | 32147.1261 | 1.6163 | 3.3201 | 15649.791 | 32147.1261 | 1.6163 | 3.3201 | N/A | N/A | N/A | N/A | 16.1007 | 16.1007 | N/A | 23310 | 2.4074 | 1.9835 | 67.33% | 4806.99 | 429.619 | 1897.7377 | 2.9461 | 86480.1 | 8864.3
VCHP_base | Base VCHP |  | Base VCHP | PGE | SMUD | CZ12 | 1992-2010 | Std | Mixed-fuel | Mixed-fuel | -1237.12 | 180.057 | 13336.3685 | 21679.367 | -9175.217 | 276.1254 | 276.1254 | N/A | 9250.945 | 16853.0357 | 0.42672 | 0.77738 | 9250.945 | 16853.0357 | 0.42672 | 0.77738 | N/A | N/A | N/A | N/A | 48.2982 | 48.2982 | N/A | 12504.15 | 0.57678 | 0.82167 | 30.62% | 4231.48 | 393.694 | 1707.7071 | 2.6835 | 77772.15 | 5468.6
VCHP_Fujitsu48 | Fujitsu 48 VCHP |  | Fujitsu 48 VCHP | PGE | SMUD | CZ12 | 1992-2010 | Std | Mixed-fuel | Mixed-fuel | -123.78 | 180.057 | 17266.2712 | 28131.7248 | -6753.1248 | 423.0234 | 423.0234 | N/A | 12599.983 | 20378.2542 | 0.44789 | 0.72439 | 12599.983 | 20378.2542 | 0.44789 | 0.72439 | N/A | N/A | N/A | N/A | 40.8164 | 40.8164 | N/A | 21378.6 | 0.75995 | 0.99232 | 36.98% | 4231.48 | 393.694 | 1707.7071 | 2.6835 | 77772.15 | 4355.26
HPWH_PV | HPWH + 3kW PV |  | 240V Fed. Min. HPWH + 3kW PV | PGE | SMUD | CZ12 | 1992-2010 | Std | Mixed-fuel | Mixed-fuel | 3346.44 | 162.52 | 13940.1604 | 18127.9956 | 3566.9544 | 831.0593 | N/A | 831.0593 | 21613.635 | 29170.5701 | 1.1923 | 1.6091 | N/A | N/A | N/A | N/A | 21613.635 | 29170.5701 | 1.1923 | 1.6091 | 16.774 | N/A | 16.774 | 21694.95 | 1.1968 | 0.91836 | 31.74% | 4806.99 | 420.607 | 1876.0882 | 2.8933 | 85397.85 | 1460.55
HPSH_PV | HPSH + 3kW PV |  | HPSH + 3kW PV | PGE | SMUD | CZ12 | 1992-2010 | Std | Mixed-fuel | Mixed-fuel | 2837.53 | 203.926 | 10780.1756 | 13753.1352 | 5288.9148 | 885.3317 | N/A | 885.3317 | 23574.1232 | 32975.0944 | 1.7141 | 2.3976 | N/A | N/A | N/A | N/A | 23574.1232 | 32975.0944 | 1.7141 | 2.3976 | 12.1764 | N/A | 12.1764 | 19042.05 | 1.3846 | 0.97469 | 34.08% | 4572.59 | 417.563 | 1820.1304 | 2.86 | 81879.15 | 1735.06
HPSH_RCV_300CFM | New HPSH |  | Heat Pump Space Heater | PGE | PGE | CZ13 | 1992-2010 | Std | Mixed-fuel | Mixed-fuel | -1281.24 | 140.232 | 1247.8715 | 2494.1335 | 3683.0165 | -41.3124 | -218.2135 | N/A | 1381.7879 | 7048.2688 | 0.55402 | 2.8259 | -2651.2732 | 2803.0433 | 0 | 1.1239 | N/A | N/A | N/A | N/A | -30.2058 | -5.7186 | N/A | 6177.15 | 2.4767 | 0.58819 | 23.51% | 6299.46 | 343.895 | 3079.6018 | 2.5019 | 84315.6 | 7580.7
DFHP_RCV_300CFM_35F | DFHP, Existing Furnace 35F |  | Dual Fuel Heat Pump (existing furnace) | PGE | PGE | CZ13 | 1992-2010 | Std | Mixed-fuel | Mixed-fuel | -960.96 | 122.794 | 1933.2565 | 1161.1526 | 4244.5474 | 26.4801 | -157.9072 | N/A | 2659.9831 | 7750.0711 | 2.2908 | 6.6745 | -1543.7511 | 3325.194 | 0 | 2.8637 | N/A | N/A | N/A | N/A | 73.008 | -12.243 | N/A | 5405.7 | 4.6555 | 0.54529 | 21.61% | 6299.46 | 347.491 | 3088.5987 | 2.5229 | 83538.6 | 7260.42
AtticInsulation_R38 | Attic Insulation: R-38 |  | Attic Insulation: R-38 | PGE | PGE | CZ13 | 1992-2010 | Std | Mixed-fuel | Mixed-fuel | 108.61 | 3.089 | 1781.4608 | 1781.4608 | -732.5108 | 59.1604 | N/A | N/A | 1405.4117 | 1615.7187 | 0.78891 | 0.90696 | N/A | N/A | N/A | N/A | N/A | N/A | N/A | N/A | 30.1124 | N/A | N/A | 1048.95 | 0.58881 | 0.02252 | 0.8713% | 6986.71 | 352.093 | 3433.2614 | 2.5848 | 90875.7 | 6878.1
AtticInsulation_R49 | Attic Insulation: R-49 |  | Attic Insulation: R-49 | PGE | PGE | CZ13 | 1992-2010 | Std | Mixed-fuel | Mixed-fuel | 192.39 | 5.601 | 1827.4739 | 1827.4739 | 53.9761 | 105.4951 | N/A | N/A | 2507.8359 | 2887.038 | 1.3723 | 1.5798 | N/A | N/A | N/A | N/A | N/A | N/A | N/A | N/A | 17.3228 | N/A | N/A | 1881.45 | 1.0295 | 0.04122 | 1.595% | 6986.71 | 352.093 | 3433.2614 | 2.5848 | 90875.7 | 6794.32
Windows_0.28UFactor0.23SHGC | New Windows: 0.28 U-factor, 0.23 SHGC |  | Window Upgrade: 0.28 vs 0.30 U-factor | PGE | PGE | CZ13 | 1992-2010 | Std | Mixed-fuel | Mixed-fuel | 443.15 | 18.813 | 11462.7824 | 11462.7824 | -6600.9824 | 256.6561 | N/A | N/A | 6195.7623 | 7350.8204 | 0.54051 | 0.64128 | N/A | N/A | N/A | N/A | N/A | N/A | N/A | N/A | 44.662 | N/A | N/A | 4861.8 | 0.42414 | 0.12598 | 4.874% | 6986.71 | 352.093 | 3433.2614 | 2.5848 | 90875.7 | 6543.56
Roof_RB | Roofing: Radiant Barrier |  | Radiant Barrier (at roof replacement) | PGE | PGE | CZ13 | 1992-2010 | Std | Mixed-fuel | Mixed-fuel | 226.88 | 4.133 | 892.9455 | 892.9455 | 855.3045 | 119.0223 | N/A | N/A | 2789.1205 | 3117.8491 | 3.1235 | 3.4916 | N/A | N/A | N/A | N/A | N/A | N/A | N/A | N/A | 7.5023 | N/A | N/A | 1748.25 | 1.9578 | 0.03141 | 1.215% | 6986.71 | 352.093 | 3433.2614 | 2.5848 | 90875.7 | 6759.83
Roof_0.20Ref | Roofing: Steep Sloped, 0.20 Ref. |  | 0.20 Solar Reflectance Cool Roof (at roof replacement) | PGE | PGE | CZ13 | 1992-2010 | Std | Mixed-fuel | Mixed-fuel | 187.14 | -4.335 | 892.9455 | 1203.407 | -637.307 | 78.3748 | N/A | N/A | 1709.9155 | 1614.7354 | 1.4209 | 1.3418 | N/A | N/A | N/A | N/A | N/A | N/A | N/A | N/A | 11.3933 | N/A | N/A | 566.1 | 0.47041 | -0.01796 | -0.6948% | 6986.71 | 352.093 | 3433.2614 | 2.5848 | 90875.7 | 6799.57
Roof_0.25Ref | Roofing: Steep Sloped, 0.25 Ref. vs. 0.20 Ref |  | Roofing Upgrade: 0.25 vs. 0.20 Solar Reflectance (at roof replacement) | PGE | PGE | CZ13 | 1992-2010 | Std | Mixed-fuel | Mixed-fuel | 285.55 | -6.611 | 1785.8911 | 2406.8139 | -1524.3639 | 119.8479 | N/A | N/A | 2615.0781 | 2470.3607 | 1.0865 | 1.0264 | N/A | N/A | N/A | N/A | N/A | N/A | N/A | N/A | 14.9013 | N/A | N/A | 882.45 | 0.36665 | -0.02756 | -1.066% | 6986.71 | 352.093 | 3433.2614 | 2.5848 | 90875.7 | 6701.16
Ducts_R6 | New Ducts: R-6 |  | New Ducts: R-6 | PGE | PGE | CZ13 | 1992-2010 | Std | Mixed-fuel | Mixed-fuel | 737.03 | 9.944 | 4808.3746 | 4808.3746 | 1352.1254 | 379.2934 | N/A | N/A | 8829.7929 | 9733.6633 | 1.8363 | 2.0243 | N/A | N/A | N/A | N/A | N/A | N/A | N/A | N/A | 12.6772 | N/A | N/A | 6160.5 | 1.2812 | 0.09864 | 3.816% | 6986.71 | 352.093 | 3433.2614 | 2.5848 | 90875.7 | 6249.68
Ducts_R8 | New Ducts: R-8 |  | New Ducts: R-8 | PGE | PGE | CZ13 | 1992-2010 | Std | Mixed-fuel | Mixed-fuel | 785.5 | 12.202 | 6311.1144 | 6311.1144 | 415.4856 | 408.2186 | N/A | N/A | 9530.6577 | 10571.104 | 1.5101 | 1.675 | N/A | N/A | N/A | N/A | N/A | N/A | N/A | N/A | 15.4601 | N/A | N/A | 6726.6 | 1.0658 | 0.11409 | 4.414% | 6986.71 | 352.093 | 3433.2614 | 2.5848 | 90875.7 | 6201.21
DuctSealing_10% | Duct Sealing: 10% |  | Duct Sealing: 10% | PGE | PGE | CZ13 | 1992-2010 | Std | Mixed-fuel | Mixed-fuel | 137.85 | 4.601 | 1400.2974 | 1400.2974 | 64.9026 | 77.8621 | N/A | N/A | 1859.5992 | 2160.7706 | 1.328 | 1.5431 | N/A | N/A | N/A | N/A | N/A | N/A | N/A | N/A | 17.9843 | N/A | N/A | 1465.2 | 1.0463 | 0.03393 | 1.313% | 6986.71 | 352.093 | 3433.2614 | 2.5848 | 90875.7 | 6848.86
HPWH | HPWH |  | 240V Fed. Min. HPWH | PGE | PGE | CZ13 | 1992-2010 | Std | Mixed-fuel | Mixed-fuel | -1174.14 | 152.462 | 4332.0102 | 6553.7323 | 3785.9177 | -159.1667 | -160.3256 | N/A | -1153.5215 | 4744.4904 | 0 | 0.72394 | -1179.9421 | 4716.68 | 0 | 0.71969 | N/A | N/A | N/A | N/A | -27.2168 | -27.0201 | N/A | 10339.65 | 1.5777 | 0.76957 | 30.38% | 6986.71 | 343.214 | 3412.2999 | 2.5328 | 89810.1 | 8160.85
HPWH_HighEfficiency | High Efficiency HPWH |  | 240V Market Std. NEEA HPWH | PGE | PGE | CZ13 | 1992-2010 | Std | Mixed-fuel | Mixed-fuel | -920.99 | 152.58 | 5192.8306 | 7967.0806 | 4104.1694 | -51.3952 | -77.708 | N/A | 1305.3588 | 7337.2062 | 0.16384 | 0.92094 | 705.4678 | 6705.7572 | 0.088548 | 0.84168 | N/A | N/A | N/A | N/A | -101.0374 | -66.8249 | N/A | 12071.25 | 1.5151 | 0.80032 | 31.6% | 6986.71 | 343.214 | 3412.2999 | 2.5328 | 89810.1 | 7907.7
HPWH_HighEfficiency_DR | High Efficiency HPWH with Demand Response |  | 240V Market Std. NEEA HPWH + DR | PGE | PGE | CZ13 | 1992-2010 | Std | Mixed-fuel | Mixed-fuel | -674.26 | 152.603 | 5192.8306 | 7967.0806 | 5869.0694 | 53.861 | 2.9611 | N/A | 3705.3844 | 9864.3402 | 0.46509 | 1.2381 | 2544.9488 | 8642.8584 | 0.31943 | 1.0848 | N/A | N/A | N/A | N/A | 96.4117 | 1753.6614 | N/A | 13836.15 | 1.7367 | 0.83093 | 32.81% | 6986.71 | 343.214 | 3412.2999 | 2.5328 | 89810.1 | 7660.97
HPWH_120V | 120V HPWH |  | 120V Market Std. NEEA HPWH | PGE | PGE | CZ13 | 1992-2010 | Std | Mixed-fuel | Mixed-fuel | -767.66 | 152.921 | 2892.8863 | 4272.7328 | 9080.5672 | 15.113 | -25.8094 | N/A | 2827.0047 | 8951.8225 | 0.66164 | 2.0951 | 1894.0396 | 7969.7775 | 0.44329 | 1.8653 | N/A | N/A | N/A | N/A | 191.4176 | -112.0863 | N/A | 13353.3 | 3.1252 | 0.82801 | 32.69% | 6986.71 | 343.214 | 3412.2999 | 2.5328 | 89810.1 | 7754.37
HPWH_TankOutside | HPWH in Exterior Closet |  | 240V Fed. Min. HPWH, Exterior Closet | PGE | PGE | CZ13 | 1992-2010 | Std | Mixed-fuel | Mixed-fuel | -1197.35 | 151.635 | 4751.0613 | 6972.7834 | 3000.5666 | -170.8333 | -169.7387 | N/A | -1432.5509 | 4419.3682 | 0 | 0.6338 | -1407.5947 | 4445.6373 | 0 | 0.63757 | N/A | N/A | N/A | N/A | -27.8111 | -27.9904 | N/A | 9973.35 | 1.4303 | 0.76105 | 30.05% | 6986.71 | 343.214 | 3412.2999 | 2.5328 | 89810.1 | 8184.06
HPWH_TankInside_NotDucted | HPWH in interior closet, not ducted |  | 240V Fed. Min. HPWH, Interior Closet, Not Ducted | PGE | PGE | CZ13 | 1992-2010 | Std | Mixed-fuel | Mixed-fuel | -712.67 | 128.838 | 4412.5691 | 6634.2911 | 3988.4089 | -14.763 | -58.8312 | N/A | 1730.2155 | 6796.6908 | 0.2608 | 1.0245 | 725.5329 | 5739.1556 | 0.10936 | 0.86507 | N/A | N/A | N/A | N/A | -298.8932 | -75.0039 | N/A | 10622.7 | 1.6012 | 0.6813 | 26.9% | 6986.71 | 343.214 | 3412.2999 | 2.5328 | 89810.1 | 7699.38
HPWH_TankInside_Ducted | HPWH in interior closet, ducted outside |  | 240V Fed. Min. HPWH, Interior Closet, Ducted | PGE | PGE | CZ13 | 1992-2010 | Std | Mixed-fuel | Mixed-fuel | -1210.66 | 158.705 | 5491.8272 | 7713.5493 | 3175.5507 | -164.8657 | -165.0849 | N/A | -1185.1084 | 4947.9822 | 0 | 0.64147 | -1190.106 | 4942.7217 | 0 | 0.64078 | N/A | N/A | N/A | N/A | -33.3109 | -33.2667 | N/A | 10889.1 | 1.4117 | 0.80939 | 31.96% | 6986.71 | 343.214 | 3412.2999 | 2.5328 | 89810.1 | 8197.37
HPSH_9.5HSPF2_17SEER2 | New HPSH 9.5 HSPF2, 17 SEER2 |  | High Efficiency HPSH | PGE | PGE | CZ13 | 1992-2010 | Std | Mixed-fuel | Mixed-fuel | -829.58 | 140.232 | 4247.3528 | 7418.8676 | 2154.8824 | 139.0792 | -51.3903 | N/A | 5494.4258 | 11377.2573 | 0.7406 | 1.5336 | 1152.0269 | 6806.4209 | 0.15528 | 0.91745 | N/A | N/A | N/A | N/A | 30.5391 | -82.6489 | N/A | 9573.75 | 1.2905 | 0.6403 | 25.59% | 6299.46 | 343.895 | 3079.6018 | 2.5019 | 84315.6 | 7129.04
MSHP | Ducted MSHP 9.5 HSPF2, 16.5 SEER2 |  | High Eff MSHP | PGE | PGE | CZ13 | 1992-2010 | Std | Mixed-fuel | Mixed-fuel | -869.84 | 140.232 | 1411.0322 | 3403.8828 | 5953.4172 | 120.2972 | -68.5725 | N/A | 5066.226 | 10926.5315 | 1.4884 | 3.21 | 760.2999 | 6394.0866 | 0.22336 | 1.8785 | N/A | N/A | N/A | N/A | 11.7296 | -20.5772 | N/A | 9357.3 | 2.749 | 0.63884 | 25.53% | 6299.46 | 343.895 | 3079.6018 | 2.5019 | 84315.6 | 7169.3
PV_3kW | 3kW PV |  | 3kW PV | PGE | PGE | CZ13 | 1992-2010 | Std | Mixed-fuel | Mixed-fuel | 4710.53 | 0 | 9608.1502 | 11574.2633 | 2078.7367 | 1152.178 | N/A | 871.1968 | 26267.8087 | 27649.6608 | 2.2695 | 2.3889 | N/A | N/A | N/A | N/A | 19861.8879 | 20906.7482 | 1.716 | 1.8063 | 8.3391 | N/A | 11.0287 | 13653 | 1.1796 | 0.11028 | 4.267% | 6986.71 | 352.093 | 3433.2614 | 2.5848 | 90875.7 | 2276.18
AE | All Electric |  | All Electric | PGE | PGE | CZ13 | 1992-2010 | Std | All Electric | Mixed-fuel | -2812.66 | 352.093 | 6529.8817 | 9997.8658 | 12429.6842 | -172.4336 | -234.5457 | N/A | 1289.7864 | 13926.329 | 0.12901 | 1.3929 | -126.2702 | 12435.7789 | 0 | 1.2438 | N/A | N/A | N/A | N/A | -37.869 | -27.8405 | N/A | 22427.55 | 2.2432 | 1.6605 | 64.24% | 6986.71 | 352.093 | 3433.2614 | 2.5848 | 90875.7 | 9799.37
VCHP_base | Base VCHP |  | Base VCHP | PGE | PGE | CZ13 | 1992-2010 | Std | Mixed-fuel | Mixed-fuel | -477.12 | 123.599 | 15591.6635 | 25382.2501 | -14643.0001 | 234.4203 | 27.4336 | N/A | 7362.8485 | 12609.2477 | 0.29008 | 0.49677 | 2643.8843 | 7642.0364 | 0.10416 | 0.30108 | N/A | N/A | N/A | N/A | 66.5116 | 568.3413 | N/A | 10739.25 | 0.4231 | 0.56906 | 24.07% | 5737.57 | 327.262 | 2776.1596 | 2.364 | 79353.9 | 6214.69
VCHP_Fujitsu48 | Fujitsu 48 VCHP |  | Fujitsu 48 VCHP | PGE | PGE | CZ13 | 1992-2010 | Std | Mixed-fuel | Mixed-fuel | 725.39 | 123.599 | 19694.4848 | 32118.5162 | -12121.8662 | 686.1662 | 466.5212 | N/A | 17661.9299 | 23450.1256 | 0.5499 | 0.73011 | 12654.377 | 18179.144 | 0.39399 | 0.566 | N/A | N/A | N/A | N/A | 28.7022 | 42.2156 | N/A | 19996.65 | 0.62259 | 0.71344 | 30.18% | 5737.57 | 327.262 | 2776.1596 | 2.364 | 79353.9 | 5012.18
HPWH_PV | HPWH + 3kW PV |  | 240V Fed. Min. HPWH + 3kW PV | PGE | PGE | CZ13 | 1992-2010 | Std | Mixed-fuel | Mixed-fuel | 3536.39 | 152.462 | 13940.1604 | 18127.9956 | 7413.1044 | 1147.1137 | N/A | 913.6914 | 28627.5755 | 36092.2606 | 1.5792 | 1.991 | N/A | N/A | N/A | N/A | 23305.9212 | 30490.6538 | 1.2856 | 1.682 | 12.1524 | N/A | 15.257 | 25541.1 | 1.4089 | 0.87984 | 34.74% | 6986.71 | 343.214 | 3412.2999 | 2.5328 | 89810.1 | 3450.32
HPSH_PV | HPSH + 3kW PV |  | HPSH + 3kW PV | PGE | PGE | CZ13 | 1992-2010 | Std | Mixed-fuel | Mixed-fuel | 3429.28 | 140.232 | 10856.0217 | 14068.3968 | 5478.7032 | 1017.769 | N/A | 750.4737 | 25527.1436 | 32463.8222 | 1.8145 | 2.3076 | N/A | N/A | N/A | N/A | 19433.24 | 26049.3409 | 1.3813 | 1.8516 | 10.6665 | N/A | 14.4656 | 19547.1 | 1.3894 | 0.69847 | 27.92% | 6299.46 | 343.895 | 3079.6018 | 2.5019 | 84315.6 | 2870.18
HPSH_RCV_300CFM | New HPSH |  | Heat Pump Space Heater | SCG | SCE | CZ14 | 1992-2010 | Std | Mixed-fuel | Mixed-fuel | -2101.55 | 199.671 | 1172.0255 | 2178.8719 | 4425.6281 | -337.6589 | -335.3244 | N/A | -4646.1892 | 1772.2529 | 0 | 0.81338 | -4593.6015 | 1828.2755 | 0 | 0.83909 | N/A | N/A | N/A | N/A | -3.471 | -3.4952 | N/A | 6604.5 | 3.0312 | 0.78024 | 27.55% | 5563.13 | 407.585 | 2561.6 | 2.8316 | 85958.4 | 7664.68
DFHP_RCV_300CFM_35F | DFHP, Existing Furnace 35F |  | Dual Fuel Heat Pump (existing furnace) | SCG | SCE | CZ14 | 1992-2010 | Std | Mixed-fuel | Mixed-fuel | -1156.19 | 114.856 | 1960.2499 | 948.7304 | 3430.2196 | -125.95 | -250.2484 | N/A | -1045.9268 | 2953.531 | 0 | 3.1131 | -3845.918 | -29.3499 | 0 | 0 | N/A | N/A | N/A | N/A | -15.5637 | -7.8332 | N/A | 4378.95 | 4.6156 | 0.47326 | 16.54% | 5563.13 | 412.705 | 2573.0018 | 2.8616 | 84837.3 | 6719.32
AtticInsulation_R38 | Attic Insulation: R-38 |  | Attic Insulation: R-38 | SCG | SCE | CZ14 | 1992-2010 | Std | Mixed-fuel | Mixed-fuel | 86.97 | 4.907 | 1781.4608 | 1781.4608 | -682.5608 | 48.3134 | N/A | N/A | 1171.2964 | 1436.2232 | 0.65749 | 0.80621 | N/A | N/A | N/A | N/A | N/A | N/A | N/A | N/A | 36.873 | N/A | N/A | 1098.9 | 0.61685 | 0.0319 | 1.09% | 6059.62 | 419.91 | 2806.9294 | 2.9267 | 91924.65 | 5972.65
AtticInsulation_R49 | Attic Insulation: R-49 |  | Attic Insulation: R-49 | SCG | SCE | CZ14 | 1992-2010 | Std | Mixed-fuel | Mixed-fuel | 152.2 | 9.008 | 1827.4739 | 1827.4739 | 187.1761 | 86.3501 | N/A | N/A | 2097.3988 | 2580.1292 | 1.1477 | 1.4119 | N/A | N/A | N/A | N/A | N/A | N/A | N/A | N/A | 21.1635 | N/A | N/A | 2014.65 | 1.1024 | 0.05891 | 2.013% | 6059.62 | 419.91 | 2806.9294 | 2.9267 | 91924.65 | 5907.42
Windows_0.28UFactor0.23SHGC | New Windows: 0.28 U-factor, 0.23 SHGC |  | Window Upgrade: 0.28 vs 0.30 U-factor | SCG | SCE | CZ14 | 1992-2010 | Std | Mixed-fuel | Mixed-fuel | 367.74 | 21.856 | 11462.7824 | 11462.7824 | -6684.2324 | 204.6478 | N/A | N/A | 4980.6708 | 6147.8193 | 0.43451 | 0.53633 | N/A | N/A | N/A | N/A | N/A | N/A | N/A | N/A | 56.0122 | N/A | N/A | 4778.55 | 0.41688 | 0.1412 | 4.825% | 6059.62 | 419.91 | 2806.9294 | 2.9267 | 91924.65 | 5691.88
Roof_RB | Roofing: Radiant Barrier |  | Radiant Barrier (at roof replacement) | SCG | SCE | CZ14 | 1992-2010 | Std | Mixed-fuel | Mixed-fuel | 170.84 | 5.621 | 892.9455 | 892.9455 | 722.1045 | 85.1316 | N/A | N/A | 2012.8692 | 2360.4553 | 2.2542 | 2.6434 | N/A | N/A | N/A | N/A | N/A | N/A | N/A | N/A | 10.489 | N/A | N/A | 1615.05 | 1.8087 | 0.03828 | 1.308% | 6059.62 | 419.91 | 2806.9294 | 2.9267 | 91924.65 | 5888.78
Roof_0.20Ref | Roofing: Steep Sloped, 0.20 Ref. |  | 0.20 Solar Reflectance Cool Roof (at roof replacement) | SCG | SCE | CZ14 | 1992-2010 | Std | Mixed-fuel | Mixed-fuel | 150.4 | -6.335 | 892.9455 | 1203.407 | -1153.457 | 50.1072 | N/A | N/A | 1023.8458 | 852.534 | 0.85079 | 0.70843 | N/A | N/A | N/A | N/A | N/A | N/A | N/A | N/A | 17.8207 | N/A | N/A | 49.95 | 0.041507 | -0.03212 | -1.097% | 6059.62 | 419.91 | 2806.9294 | 2.9267 | 91924.65 | 5909.22
Roof_0.25Ref | Roofing: Steep Sloped, 0.25 Ref. vs. 0.20 Ref |  | Roofing Upgrade: 0.25 vs. 0.20 Solar Reflectance (at roof replacement) | SCG | SCE | CZ14 | 1992-2010 | Std | Mixed-fuel | Mixed-fuel | 222.33 | -9.633 | 1785.8911 | 2406.8139 | -2373.5139 | 73.5346 | N/A | N/A | 1496.988 | 1232.6114 | 0.62198 | 0.51213 | N/A | N/A | N/A | N/A | N/A | N/A | N/A | N/A | 24.2864 | N/A | N/A | 33.3 | 0.013836 | -0.04892 | -1.672% | 6059.62 | 419.91 | 2806.9294 | 2.9267 | 91924.65 | 5837.29
Ducts_R6 | New Ducts: R-6 |  | New Ducts: R-6 | SCG | SCE | CZ14 | 1992-2010 | Std | Mixed-fuel | Mixed-fuel | 566.71 | 15.086 | 4808.3746 | 4808.3746 | 619.5254 | 277.3397 | N/A | N/A | 6503.2756 | 7509.0019 | 1.3525 | 1.5617 | N/A | N/A | N/A | N/A | N/A | N/A | N/A | N/A | 17.3375 | N/A | N/A | 5427.9 | 1.1288 | 0.1197 | 4.09% | 6059.62 | 419.91 | 2806.9294 | 2.9267 | 91924.65 | 5492.91
Ducts_R8 | New Ducts: R-8 |  | New Ducts: R-8 | SCG | SCE | CZ14 | 1992-2010 | Std | Mixed-fuel | Mixed-fuel | 610.06 | 18.231 | 6311.1144 | 6311.1144 | -233.8644 | 302.938 | N/A | N/A | 7133.2113 | 8301.1166 | 1.1303 | 1.3153 | N/A | N/A | N/A | N/A | N/A | N/A | N/A | N/A | 20.833 | N/A | N/A | 6077.25 | 0.96294 | 0.13969 | 4.773% | 6059.62 | 419.91 | 2806.9294 | 2.9267 | 91924.65 | 5449.56
DuctSealing_10% | Duct Sealing: 10% |  | Duct Sealing: 10% | SCG | SCE | CZ14 | 1992-2010 | Std | Mixed-fuel | Mixed-fuel | 112.32 | 7.206 | 1400.2974 | 1400.2974 | 148.1526 | 64.6524 | N/A | N/A | 1578.5822 | 1959.1937 | 1.1273 | 1.3991 | N/A | N/A | N/A | N/A | N/A | N/A | N/A | N/A | 21.6589 | N/A | N/A | 1548.45 | 1.1058 | 0.04714 | 1.611% | 6059.62 | 419.91 | 2806.9294 | 2.9267 | 91924.65 | 5947.3
HPWH | HPWH |  | 240V Fed. Min. HPWH | SCG | SCE | CZ14 | 1992-2010 | Std | Mixed-fuel | Mixed-fuel | -1369.22 | 156.794 | 4332.0102 | 6553.7323 | 2820.2177 | -246.7189 | -293.8715 | N/A | -3316.7713 | 1555.443 | 0 | 0.23734 | -4378.9479 | 423.8873 | 0 | 0.064679 | N/A | N/A | N/A | N/A | -17.5585 | -14.7412 | N/A | 9373.95 | 1.4303 | 0.76588 | 26.64% | 6059.62 | 410.976 | 2788.7727 | 2.8744 | 90859.05 | 7428.84
HPWH_HighEfficiency | High Efficiency HPWH |  | 240V Market Std. NEEA HPWH | SCG | SCE | CZ14 | 1992-2010 | Std | Mixed-fuel | Mixed-fuel | -1067.2 | 156.933 | 5192.8306 | 7967.0806 | 3554.7194 | -119.3822 | -193.0032 | N/A | -446.1678 | 4618.479 | 0 | 0.5797 | -2104.5811 | 2851.7416 | 0 | 0.35794 | N/A | N/A | N/A | N/A | -43.4975 | -26.9054 | N/A | 11521.8 | 1.4462 | 0.79991 | 27.83% | 6059.62 | 410.976 | 2788.7727 | 2.8744 | 90859.05 | 7126.82
HPWH_HighEfficiency_DR | High Efficiency HPWH with Demand Response |  | 240V Market Std. NEEA HPWH + DR | SCG | SCE | CZ14 | 1992-2010 | Std | Mixed-fuel | Mixed-fuel | -870.04 | 156.978 | 5192.8306 | 7967.0806 | 5036.5694 | -27.4662 | -108.3164 | N/A | 1625.0647 | 6826.5866 | 0.20397 | 0.85685 | -196.1962 | 4886.3647 | 0 | 0.61332 | N/A | N/A | N/A | N/A | -189.0627 | -47.9413 | N/A | 13003.65 | 1.6322 | 0.83003 | 28.88% | 6059.62 | 410.976 | 2788.7727 | 2.8744 | 90859.05 | 6929.66
HPWH_120V | 120V HPWH |  | 120V Market Std. NEEA HPWH | SCG | SCE | CZ14 | 1992-2010 | Std | Mixed-fuel | Mixed-fuel | -813.66 | 157.262 | 2892.8863 | 4272.7328 | 9463.5172 | -3.0447 | -95.1862 | N/A | 2179.4621 | 7426.8928 | 0.51009 | 1.7382 | 103.8495 | 5215.7055 | 0.024305 | 1.2207 | N/A | N/A | N/A | N/A | -950.1444 | -30.3919 | N/A | 13736.25 | 3.2149 | 0.85428 | 29.72% | 6059.62 | 410.976 | 2788.7727 | 2.8744 | 90859.05 | 6873.28
HPWH_TankOutside | HPWH in Exterior Closet |  | 240V Fed. Min. HPWH, Exterior Closet | SCG | SCE | CZ14 | 1992-2010 | Std | Mixed-fuel | Mixed-fuel | -1396.47 | 155.83 | 4751.0613 | 6972.7834 | 2084.8166 | -261.4117 | -307.2238 | N/A | -3662.7494 | 1152.7966 | 0 | 0.16533 | -4694.7289 | 53.4104 | 0 | 0.0076598 | N/A | N/A | N/A | N/A | -18.1746 | -15.4645 | N/A | 9057.6 | 1.299 | 0.75585 | 26.3% | 6059.62 | 410.976 | 2788.7727 | 2.8744 | 90859.05 | 7456.09
HPWH_TankInside_NotDucted | HPWH in interior closet, not ducted |  | 240V Fed. Min. HPWH, Interior Closet, Not Ducted | SCG | SCE | CZ14 | 1992-2010 | Std | Mixed-fuel | Mixed-fuel | -811.3 | 128.037 | 4412.5691 | 6634.2911 | 3239.1589 | -73.5634 | -175.6138 | N/A | 134.1838 | 4210.7953 | 0.020226 | 0.6347 | -2164.6409 | 1761.8161 | 0 | 0.26556 | N/A | N/A | N/A | N/A | -59.9832 | -25.1265 | N/A | 9873.45 | 1.4882 | 0.66737 | 23.22% | 6059.62 | 410.976 | 2788.7727 | 2.8744 | 90859.05 | 6870.92
HPWH_TankInside_Ducted | HPWH in interior closet, ducted outside |  | 240V Fed. Min. HPWH, Interior Closet, Ducted | SCG | SCE | CZ14 | 1992-2010 | Std | Mixed-fuel | Mixed-fuel | -1384.18 | 164.596 | 5491.8272 | 7713.5493 | 2676.0507 | -239.7644 | -290.8459 | N/A | -3039.9669 | 2123.1624 | 0 | 0.27525 | -4190.6471 | 897.3222 | 0 | 0.11633 | N/A | N/A | N/A | N/A | -22.9051 | -18.8823 | N/A | 10389.6 | 1.3469 | 0.81727 | 28.43% | 6059.62 | 410.976 | 2788.7727 | 2.8744 | 90859.05 | 7443.8
HPSH_9.5HSPF2_17SEER2 | New HPSH 9.5 HSPF2, 17 SEER2 |  | High Efficiency HPSH | SCG | SCE | CZ14 | 1992-2010 | Std | Mixed-fuel | Mixed-fuel | -1581.08 | 199.671 | 4148.5785 | 7065.961 | 3551.189 | -129.5823 | -177.4908 | N/A | 41.0195 | 6765.6204 | 0.0058052 | 0.95749 | -1038.1851 | 5615.9244 | 0 | 0.79479 | N/A | N/A | N/A | N/A | -32.015 | -23.3735 | N/A | 10617.15 | 1.5026 | 0.85556 | 30.21% | 5563.13 | 407.585 | 2561.6 | 2.8316 | 85958.4 | 7144.21
MSHP | Ducted MSHP 9.5 HSPF2, 16.5 SEER2 |  | High Eff MSHP | SCG | SCE | CZ14 | 1992-2010 | Std | Mixed-fuel | Mixed-fuel | -1596 | 199.671 | 1421.1983 | 3229.8412 | 7304.0588 | -136.0892 | -183.4615 | N/A | -105.5586 | 6609.4681 | 0 | 2.0464 | -1172.6822 | 5472.6422 | 0 | 1.6944 | N/A | N/A | N/A | N/A | -10.4431 | -7.7466 | N/A | 10533.9 | 3.2614 | 0.85505 | 30.2% | 5563.13 | 407.585 | 2561.6 | 2.8316 | 85958.4 | 7159.13
PV_3kW | 3kW PV |  | 3kW PV | SCG | SCE | CZ14 | 1992-2010 | Std | Mixed-fuel | Mixed-fuel | 5448.314 | 0 | 9608.1502 | 11574.2633 | 2994.4867 | 1056.9682 | N/A | 798.5013 | 23809.6447 | 25364.8415 | 2.0571 | 2.1915 | N/A | N/A | N/A | N/A | 17987.3255 | 19162.2204 | 1.5541 | 1.6556 | 9.0903 | N/A | 12.0327 | 14568.75 | 1.2587 | 0.16118 | 5.507% | 6059.62 | 419.91 | 2806.9294 | 2.9267 | 91924.65 | 611.306
AE | All Electric |  | All Electric | SCG | SCE | CZ14 | 1992-2010 | Std | All Electric | Mixed-fuel | -4017.38 | 419.91 | 6454.0357 | 9682.6042 | 11779.2458 | -665.9383 | -539.0542 | N/A | -9096.4431 | 3718.3803 | 0 | 0.38403 | -6238.206 | 6763.3115 | 0 | 0.6985 | N/A | N/A | N/A | N/A | -9.6916 | -11.9729 | N/A | 21461.85 | 2.2165 | 1.8606 | 63.58% | 6059.62 | 419.91 | 2806.9294 | 2.9267 | 91924.65 | 10077
VCHP_base | Base VCHP |  | Base VCHP | SCG | SCE | CZ14 | 1992-2010 | Std | Mixed-fuel | Mixed-fuel | -1168.84 | 175.956 | 13336.3685 | 21679.367 | -9774.617 | -7.0917 | -125.0403 | N/A | 2397.9863 | 8362.9596 | 0.11061 | 0.38576 | -258.9661 | 5532.4606 | 0 | 0.25519 | N/A | N/A | N/A | N/A | -1880.5624 | -106.6566 | N/A | 11904.75 | 0.54913 | 0.76586 | 28.89% | 5067.24 | 383.87 | 2313.2822 | 2.6505 | 81018.9 | 6236.08
VCHP_Fujitsu48 | Fujitsu 48 VCHP |  | Fujitsu 48 VCHP | SCG | SCE | CZ14 | 1992-2010 | Std | Mixed-fuel | Mixed-fuel | 280.4 | 175.956 | 17266.2712 | 28131.7248 | -5154.7248 | 498.4167 | 310.9904 | N/A | 13785.25 | 20494.0159 | 0.49003 | 0.7285 | 9563.2173 | 15996.2087 | 0.33994 | 0.56862 | N/A | N/A | N/A | N/A | 34.6422 | 55.5203 | N/A | 22977 | 0.81676 | 0.97099 | 36.63% | 5067.24 | 383.87 | 2313.2822 | 2.6505 | 81018.9 | 4786.84
HPWH_PV | HPWH + 3kW PV |  | 240V Fed. Min. HPWH + 3kW PV | SCG | SCE | CZ14 | 1992-2010 | Std | Mixed-fuel | Mixed-fuel | 4079.09 | 156.794 | 13940.1604 | 18127.9956 | 7912.6044 | 983.2272 | N/A | 739.1406 | 24389.4363 | 31071.3628 | 1.3454 | 1.714 | N/A | N/A | N/A | N/A | 18891.0543 | 25213.8379 | 1.0421 | 1.3909 | 14.178 | N/A | 18.86 | 26040.6 | 1.4365 | 0.92706 | 32.25% | 6059.62 | 410.976 | 2788.7727 | 2.8744 | 90859.05 | 1980.53
HPSH_PV | HPSH + 3kW PV |  | HPSH + 3kW PV | SCG | SCE | CZ14 | 1992-2010 | Std | Mixed-fuel | Mixed-fuel | 3346.77 | 199.671 | 10780.1756 | 13753.1352 | 7436.7648 | 717.47 | N/A | 619.2654 | 19122.0238 | 27092.9565 | 1.3904 | 1.9699 | N/A | N/A | N/A | N/A | 16909.831 | 24736.2678 | 1.2295 | 1.7986 | 15.0253 | N/A | 17.408 | 21189.9 | 1.5407 | 0.94142 | 33.25% | 5563.13 | 407.585 | 2561.6 | 2.8316 | 85958.4 | 2216.36
HPSH_RCV_300CFM | New HPSH |  | Heat Pump Space Heater | SDGE | SDGE | CZ14 | 1992-2010 | Std | Mixed-fuel | Mixed-fuel | -2101.55 | 199.671 | 1172.0255 | 2178.8719 | 4425.6281 | -354.7724 | -175.7958 | N/A | -5401.8847 | 5120.236 | 0 | 2.3499 | -1069.8628 | 9415.268 | 0 | 4.3212 | N/A | N/A | N/A | N/A | -3.3036 | -6.667 | N/A | 6604.5 | 3.0312 | 0.78024 | 27.55% | 5563.13 | 407.585 | 3580.3969 | 2.8316 | 85958.4 | 7664.68
DFHP_RCV_300CFM_35F | DFHP, Existing Furnace 35F |  | Dual Fuel Heat Pump (existing furnace) | SDGE | SDGE | CZ14 | 1992-2010 | Std | Mixed-fuel | Mixed-fuel | -1156.19 | 114.856 | 1960.2499 | 948.7304 | 3430.2196 | -161.7981 | -83.59 | N/A | -2087.4131 | 3945.36 | 0 | 4.1586 | -194.4318 | 5822.1776 | 0 | 6.1368 | N/A | N/A | N/A | N/A | -12.1154 | -23.4508 | N/A | 4378.95 | 4.6156 | 0.47326 | 16.54% | 5563.13 | 412.705 | 3594.2363 | 2.8616 | 84837.3 | 6719.32
AtticInsulation_R38 | Attic Insulation: R-38 |  | Attic Insulation: R-38 | SDGE | SDGE | CZ14 | 1992-2010 | Std | Mixed-fuel | Mixed-fuel | 86.97 | 4.907 | 1781.4608 | 1781.4608 | -682.5608 | 65.7929 | N/A | N/A | 1671.2535 | 1916.0761 | 0.93814 | 1.0756 | N/A | N/A | N/A | N/A | N/A | N/A | N/A | N/A | 27.0768 | N/A | N/A | 1098.9 | 0.61685 | 0.0319 | 1.09% | 6059.62 | 419.91 | 3919.1881 | 2.9267 | 91924.65 | 5972.65
AtticInsulation_R49 | Attic Insulation: R-49 |  | Attic Insulation: R-49 | SDGE | SDGE | CZ14 | 1992-2010 | Std | Mixed-fuel | Mixed-fuel | 152.2 | 9.008 | 1827.4739 | 1827.4739 | 187.1761 | 117.9216 | N/A | N/A | 2998.7889 | 3448.6632 | 1.6409 | 1.8871 | N/A | N/A | N/A | N/A | N/A | N/A | N/A | N/A | 15.4974 | N/A | N/A | 2014.65 | 1.1024 | 0.05891 | 2.013% | 6059.62 | 419.91 | 3919.1881 | 2.9267 | 91924.65 | 5907.42
Windows_0.28UFactor0.23SHGC | New Windows: 0.28 U-factor, 0.23 SHGC |  | Window Upgrade: 0.28 vs 0.30 U-factor | SDGE | SDGE | CZ14 | 1992-2010 | Std | Mixed-fuel | Mixed-fuel | 367.74 | 21.856 | 11462.7824 | 11462.7824 | -6684.2324 | 274.9568 | N/A | N/A | 7006.1262 | 8100.6054 | 0.61121 | 0.70669 | N/A | N/A | N/A | N/A | N/A | N/A | N/A | N/A | 41.6894 | N/A | N/A | 4778.55 | 0.41688 | 0.1412 | 4.825% | 6059.62 | 419.91 | 3919.1881 | 2.9267 | 91924.65 | 5691.88
Roof_RB | Roofing: Radiant Barrier |  | Radiant Barrier (at roof replacement) | SDGE | SDGE | CZ14 | 1992-2010 | Std | Mixed-fuel | Mixed-fuel | 170.84 | 5.621 | 892.9455 | 892.9455 | 722.1045 | 117.2059 | N/A | N/A | 2927.0504 | 3198.5637 | 3.278 | 3.582 | N/A | N/A | N/A | N/A | N/A | N/A | N/A | N/A | 7.6186 | N/A | N/A | 1615.05 | 1.8087 | 0.03828 | 1.308% | 6059.62 | 419.91 | 3919.1881 | 2.9267 | 91924.65 | 5888.78
Roof_0.20Ref | Roofing: Steep Sloped, 0.20 Ref. |  | 0.20 Solar Reflectance Cool Roof (at roof replacement) | SDGE | SDGE | CZ14 | 1992-2010 | Std | Mixed-fuel | Mixed-fuel | 150.4 | -6.335 | 892.9455 | 1203.407 | -1153.457 | 72.0466 | N/A | N/A | 1643.1213 | 1297.8081 | 1.3654 | 1.0784 | N/A | N/A | N/A | N/A | N/A | N/A | N/A | N/A | 12.394 | N/A | N/A | 49.95 | 0.041507 | -0.03212 | -1.097% | 6059.62 | 419.91 | 3919.1881 | 2.9267 | 91924.65 | 5909.22
Roof_0.25Ref | Roofing: Steep Sloped, 0.25 Ref. vs. 0.20 Ref |  | Roofing Upgrade: 0.25 vs. 0.20 Solar Reflectance (at roof replacement) | SDGE | SDGE | CZ14 | 1992-2010 | Std | Mixed-fuel | Mixed-fuel | 222.33 | -9.633 | 1785.8911 | 2406.8139 | -2373.5139 | 105.8005 | N/A | N/A | 2407.6721 | 1883.3506 | 1.0004 | 0.78251 | N/A | N/A | N/A | N/A | N/A | N/A | N/A | N/A | 16.8798 | N/A | N/A | 33.3 | 0.013836 | -0.04892 | -1.672% | 6059.62 | 419.91 | 3919.1881 | 2.9267 | 91924.65 | 5837.29
Ducts_R6 | New Ducts: R-6 |  | New Ducts: R-6 | SDGE | SDGE | CZ14 | 1992-2010 | Std | Mixed-fuel | Mixed-fuel | 566.71 | 15.086 | 4808.3746 | 4808.3746 | 619.5254 | 378.5676 | N/A | N/A | 9404.9 | 10120.1843 | 1.9559 | 2.1047 | N/A | N/A | N/A | N/A | N/A | N/A | N/A | N/A | 12.7015 | N/A | N/A | 5427.9 | 1.1288 | 0.1197 | 4.09% | 6059.62 | 419.91 | 3919.1881 | 2.9267 | 91924.65 | 5492.91
Ducts_R8 | New Ducts: R-8 |  | New Ducts: R-8 | SDGE | SDGE | CZ14 | 1992-2010 | Std | Mixed-fuel | Mixed-fuel | 610.06 | 18.231 | 6311.1144 | 6311.1144 | -233.8644 | 413.28 | N/A | N/A | 10295.4983 | 11168.9648 | 1.6313 | 1.7697 | N/A | N/A | N/A | N/A | N/A | N/A | N/A | N/A | 15.2708 | N/A | N/A | 6077.25 | 0.96294 | 0.13969 | 4.773% | 6059.62 | 419.91 | 3919.1881 | 2.9267 | 91924.65 | 5449.56
DuctSealing_10% | Duct Sealing: 10% |  | Duct Sealing: 10% | SDGE | SDGE | CZ14 | 1992-2010 | Std | Mixed-fuel | Mixed-fuel | 112.32 | 7.206 | 1400.2974 | 1400.2974 | 148.1526 | 87.1304 | N/A | N/A | 2224.48 | 2585.495 | 1.5886 | 1.8464 | N/A | N/A | N/A | N/A | N/A | N/A | N/A | N/A | 16.0713 | N/A | N/A | 1548.45 | 1.1058 | 0.04714 | 1.611% | 6059.62 | 419.91 | 3919.1881 | 2.9267 | 91924.65 | 5947.3
HPWH | HPWH |  | 240V Fed. Min. HPWH | SDGE | SDGE | CZ14 | 1992-2010 | Std | Mixed-fuel | Mixed-fuel | -1369.22 | 156.794 | 4332.0102 | 6553.7323 | 2820.2177 | -257.4572 | -85.8744 | N/A | -3878.4752 | 3894.0427 | 0 | 0.59417 | 274.5839 | 8011.6402 | 0.041897 | 1.2225 | N/A | N/A | N/A | N/A | -16.8261 | -50.4459 | N/A | 9373.95 | 1.4303 | 0.76588 | 26.64% | 6059.62 | 410.976 | 3895.5089 | 2.8744 | 90859.05 | 7428.84
HPWH_HighEfficiency | High Efficiency HPWH |  | 240V Market Std. NEEA HPWH | SDGE | SDGE | CZ14 | 1992-2010 | Std | Mixed-fuel | Mixed-fuel | -1067.2 | 156.933 | 5192.8306 | 7967.0806 | 3554.7194 | -103.6713 | 34.6292 | N/A | -154.0015 | 7593.8717 | 0 | 0.95316 | 3193.4787 | 10912.7688 | 0.40083 | 1.3697 | N/A | N/A | N/A | N/A | -50.0894 | 149.9554 | N/A | 11521.8 | 1.4462 | 0.79991 | 27.83% | 6059.62 | 410.976 | 3895.5089 | 2.8744 | 90859.05 | 7126.82
HPWH_HighEfficiency_DR | High Efficiency HPWH with Demand Response |  | 240V Market Std. NEEA HPWH + DR | SDGE | SDGE | CZ14 | 1992-2010 | Std | Mixed-fuel | Mixed-fuel | -870.04 | 156.978 | 5192.8306 | 7967.0806 | 5036.5694 | 3.2744 | 125.6338 | N/A | 2435.2554 | 10163.325 | 0.30566 | 1.2757 | 5396.8926 | 13099.6736 | 0.6774 | 1.6442 | N/A | N/A | N/A | N/A | 1585.9 | 41.3331 | N/A | 13003.65 | 1.6322 | 0.83003 | 28.88% | 6059.62 | 410.976 | 3895.5089 | 2.8744 | 90859.05 | 6929.66
HPWH_120V | 120V HPWH |  | 120V Market Std. NEEA HPWH | SDGE | SDGE | CZ14 | 1992-2010 | Std | Mixed-fuel | Mixed-fuel | -813.66 | 157.262 | 2892.8863 | 4272.7328 | 9463.5172 | 30.7514 | 144.7414 | N/A | 3104.7166 | 10841.5322 | 0.72663 | 2.5374 | 5863.7775 | 13577.0343 | 1.3724 | 3.1776 | N/A | N/A | N/A | N/A | 94.0735 | 19.9866 | N/A | 13736.25 | 3.2149 | 0.85428 | 29.72% | 6059.62 | 410.976 | 3895.5089 | 2.8744 | 90859.05 | 6873.28
HPWH_TankOutside | HPWH in Exterior Closet |  | 240V Fed. Min. HPWH, Exterior Closet | SDGE | SDGE | CZ14 | 1992-2010 | Std | Mixed-fuel | Mixed-fuel | -1396.47 | 155.83 | 4751.0613 | 6972.7834 | 2084.8166 | -275.2233 | -100.835 | N/A | -4323.5533 | 3403.2276 | 0 | 0.48807 | -102.5899 | 7588.1495 | 0 | 1.0883 | N/A | N/A | N/A | N/A | -17.2626 | -47.1172 | N/A | 9057.6 | 1.299 | 0.75585 | 26.3% | 6059.62 | 410.976 | 3895.5089 | 2.8744 | 90859.05 | 7456.09
HPWH_TankInside_NotDucted | HPWH in interior closet, not ducted |  | 240V Fed. Min. HPWH, Interior Closet, Not Ducted | SDGE | SDGE | CZ14 | 1992-2010 | Std | Mixed-fuel | Mixed-fuel | -811.3 | 128.037 | 4412.5691 | 6634.2911 | 3239.1589 | -39.257 | 64.2151 | N/A | 949.8651 | 7191.0206 | 0.14318 | 1.0839 | 3454.3448 | 9674.1153 | 0.52068 | 1.4582 | N/A | N/A | N/A | N/A | -112.4022 | 68.7154 | N/A | 9873.45 | 1.4882 | 0.66737 | 23.22% | 6059.62 | 410.976 | 3895.5089 | 2.8744 | 90859.05 | 6870.92
HPWH_TankInside_Ducted | HPWH in interior closet, ducted outside |  | 240V Fed. Min. HPWH, Interior Closet, Ducted | SDGE | SDGE | CZ14 | 1992-2010 | Std | Mixed-fuel | Mixed-fuel | -1384.18 | 164.596 | 5491.8272 | 7713.5493 | 2676.0507 | -250.5661 | -80.4074 | N/A | -3590.217 | 4579.333 | 0 | 0.59367 | 528.3733 | 8662.7559 | 0.068499 | 1.1231 | N/A | N/A | N/A | N/A | -21.9177 | -68.3 | N/A | 10389.6 | 1.3469 | 0.81727 | 28.43% | 6059.62 | 410.976 | 3895.5089 | 2.8744 | 90859.05 | 7443.8
HPSH_9.5HSPF2_17SEER2 | New HPSH 9.5 HSPF2, 17 SEER2 |  | High Efficiency HPSH | SDGE | SDGE | CZ14 | 1992-2010 | Std | Mixed-fuel | Mixed-fuel | -1581.08 | 199.671 | 4148.5785 | 7065.961 | 3551.189 | -80.9938 | 33.23 | N/A | 1224.7632 | 11690.3009 | 0.17333 | 1.6545 | 3989.4827 | 14431.4133 | 0.56461 | 2.0424 | N/A | N/A | N/A | N/A | -51.2209 | 124.8445 | N/A | 10617.15 | 1.5026 | 0.85556 | 30.21% | 5563.13 | 407.585 | 3580.3969 | 2.8316 | 85958.4 | 7144.21
MSHP | Ducted MSHP 9.5 HSPF2, 16.5 SEER2 |  | High Eff MSHP | SDGE | SDGE | CZ14 | 1992-2010 | Std | Mixed-fuel | Mixed-fuel | -1596 | 199.671 | 1421.1983 | 3229.8412 | 7304.0588 | -90.2718 | 25.3073 | N/A | 1000.195 | 11467.6502 | 0.30967 | 3.5505 | 3797.7188 | 14241.2868 | 1.1758 | 4.4093 | N/A | N/A | N/A | N/A | -15.7435 | 56.1577 | N/A | 10533.9 | 3.2614 | 0.85505 | 30.2% | 5563.13 | 407.585 | 3580.3969 | 2.8316 | 85958.4 | 7159.13
PV_3kW | 3kW PV |  | 3kW PV | SDGE | SDGE | CZ14 | 1992-2010 | Std | Mixed-fuel | Mixed-fuel | 5448.314 | 0 | 9608.1502 | 11574.2633 | 2994.4867 | 1256.3253 | N/A | 1077.4218 | 30408.6088 | 30148.9589 | 2.6273 | 2.6048 | N/A | N/A | N/A | N/A | 26078.3561 | 25855.6809 | 2.2531 | 2.2339 | 7.6478 | N/A | 8.9177 | 14568.75 | 1.2587 | 0.16118 | 5.507% | 6059.62 | 419.91 | 3919.1881 | 2.9267 | 91924.65 | 611.306
AE | All Electric |  | All Electric | SDGE | SDGE | CZ14 | 1992-2010 | Std | All Electric | Mixed-fuel | -4017.38 | 419.91 | 6454.0357 | 9682.6042 | 11779.2458 | -803.6313 | -375.3707 | N/A | -13390.7708 | 6656.9782 | 0 | 0.68752 | -3024.9783 | 16934.2604 | 0 | 1.7489 | N/A | N/A | N/A | N/A | -8.0311 | -17.1938 | N/A | 21461.85 | 2.2165 | 1.8606 | 63.58% | 6059.62 | 419.91 | 3919.1881 | 2.9267 | 91924.65 | 10077
VCHP_base | Base VCHP |  | Base VCHP | SDGE | SDGE | CZ14 | 1992-2010 | Std | Mixed-fuel | Mixed-fuel | -1168.84 | 175.956 | 13336.3685 | 21679.367 | -9774.617 | 55.9264 | 97.4353 | N/A | 4158.5097 | 13348.1043 | 0.19182 | 0.61571 | 5163.2073 | 14344.2231 | 0.23816 | 0.66165 | N/A | N/A | N/A | N/A | 238.4628 | 136.8741 | N/A | 11904.75 | 0.54913 | 0.76586 | 28.89% | 5067.24 | 383.87 | 3244.0842 | 2.6505 | 81018.9 | 6236.08
VCHP_Fujitsu48 | Fujitsu 48 VCHP |  | Fujitsu 48 VCHP | SDGE | SDGE | CZ14 | 1992-2010 | Std | Mixed-fuel | Mixed-fuel | 280.4 | 175.956 | 17266.2712 | 28131.7248 | -5154.7248 | 723.5809 | 675.2297 | N/A | 20318.6916 | 29370.2993 | 0.72227 | 1.044 | 19148.3786 | 28209.9793 | 0.68067 | 1.0028 | N/A | N/A | N/A | N/A | 23.8623 | 25.571 | N/A | 22977 | 0.81676 | 0.97099 | 36.63% | 5067.24 | 383.87 | 3244.0842 | 2.6505 | 81018.9 | 4786.84
HPWH_PV | HPWH + 3kW PV |  | 240V Fed. Min. HPWH + 3kW PV | SDGE | SDGE | CZ14 | 1992-2010 | Std | Mixed-fuel | Mixed-fuel | 4079.09 | 156.794 | 13940.1604 | 18127.9956 | 7912.6044 | 1207.4077 | N/A | 1069.6684 | 31577.7128 | 39047.4812 | 1.7419 | 2.154 | N/A | N/A | N/A | N/A | 28243.8146 | 35742.05 | 1.558 | 1.9716 | 11.5455 | N/A | 13.0322 | 26040.6 | 1.4365 | 0.92706 | 32.25% | 6059.62 | 410.976 | 3895.5089 | 2.8744 | 90859.05 | 1980.53
HPSH_PV | HPSH + 3kW PV |  | HPSH + 3kW PV | SDGE | SDGE | CZ14 | 1992-2010 | Std | Mixed-fuel | Mixed-fuel | 3346.77 | 199.671 | 10780.1756 | 13753.1352 | 7436.7648 | 865.0608 | N/A | 1042.4043 | 24123.4564 | 34393.4692 | 1.754 | 2.5008 | N/A | N/A | N/A | N/A | 28415.9503 | 38649.3108 | 2.0661 | 2.8102 | 12.4618 | N/A | 10.3416 | 21189.9 | 1.5407 | 0.94142 | 33.25% | 5563.13 | 407.585 | 3580.3969 | 2.8316 | 85958.4 | 2216.36
HPSH_RCV_300CFM | New HPSH |  | Heat Pump Space Heater | SCG | SCE | CZ15 | 1992-2010 | Std | Mixed-fuel | Mixed-fuel | -126.14 | 12.925 | 1323.7175 | 2809.3951 | -2431.9951 | -141.9294 | -221.58 | N/A | -3012.8927 | -2791.2532 | 0 | 0 | -4807.1292 | -4702.6856 | 0 | 0 | N/A | N/A | N/A | N/A | -9.3266 | -5.974 | N/A | 377.4 | 0.13433 | 0.0435 | 2.545% | 9137.39 | 193.041 | 3431.4167 | 1.7093 | 82029 | 9263.53
DFHP_RCV_300CFM_35F | DFHP, Existing Furnace 35F |  | Dual Fuel Heat Pump (existing furnace) | SCG | SCE | CZ15 | 1992-2010 | Std | Mixed-fuel | Mixed-fuel | -101.68 | 12.067 | 1906.2631 | 1373.5748 | -1046.1248 | -136.1489 | -217.3737 | N/A | -2895.1863 | -2694.2641 | 0 | 0 | -4724.8866 | -4643.4767 | 0 | 0 | N/A | N/A | N/A | N/A | -14.0013 | -8.7695 | N/A | 327.45 | 0.23839 | 0.04503 | 2.631% | 9137.39 | 193.373 | 3432.0378 | 1.7113 | 81951.3 | 9239.07
AtticInsulation_R38 | Attic Insulation: R-38 |  | Attic Insulation: R-38 | SCG | SCE | CZ15 | 1992-2010 | Std | Mixed-fuel | Mixed-fuel | 172.3 | 1.017 | 1781.4608 | 1781.4608 | -682.5608 | 76.389 | N/A | N/A | 1734.9032 | 1880.3283 | 0.97387 | 1.0555 | N/A | N/A | N/A | N/A | N/A | N/A | N/A | N/A | 23.3209 | N/A | N/A | 1098.9 | 0.61685 | 0.01092 | 0.6155% | 10562.1 | 193.814 | 4033.8461 | 1.7742 | 90958.95 | 10389.8
AtticInsulation_R49 | Attic Insulation: R-49 |  | Attic Insulation: R-49 | SCG | SCE | CZ15 | 1992-2010 | Std | Mixed-fuel | Mixed-fuel | 305.2 | 1.854 | 1827.4739 | 1827.4739 | 153.8761 | 137.5582 | N/A | N/A | 3124.4564 | 3387.0613 | 1.7097 | 1.8534 | N/A | N/A | N/A | N/A | N/A | N/A | N/A | N/A | 13.2851 | N/A | N/A | 1981.35 | 1.0842 | 0.01995 | 1.124% | 10562.1 | 193.814 | 4033.8461 | 1.7742 | 90958.95 | 10256.9
Windows_0.28UFactor0.23SHGC | New Windows: 0.28 U-factor, 0.23 SHGC |  | Window Upgrade: 0.28 vs 0.30 U-factor | SCG | SCE | CZ15 | 1992-2010 | Std | Mixed-fuel | Mixed-fuel | 772.08 | 4.224 | 11462.7824 | 11462.7824 | -6634.2824 | 330.6153 | N/A | N/A | 7506.5673 | 8130.8835 | 0.65486 | 0.70933 | N/A | N/A | N/A | N/A | N/A | N/A | N/A | N/A | 34.6711 | N/A | N/A | 4828.5 | 0.42123 | 0.04355 | 2.455% | 10562.1 | 193.814 | 4033.8461 | 1.7742 | 90958.95 | 9790.02
Roof_RB | Roofing: Radiant Barrier |  | Radiant Barrier (at roof replacement) | SCG | SCE | CZ15 | 1992-2010 | Std | Mixed-fuel | Mixed-fuel | 312.7 | 1.016 | 892.9455 | 892.9455 | 838.6545 | 137.31 | N/A | N/A | 3107.2077 | 3342.2152 | 3.4797 | 3.7429 | N/A | N/A | N/A | N/A | N/A | N/A | N/A | N/A | 6.5031 | N/A | N/A | 1731.6 | 1.9392 | 0.01023 | 0.5766% | 10562.1 | 193.814 | 4033.8461 | 1.7742 | 90958.95 | 10249.4
Roof_0.20Ref | Roofing: Steep Sloped, 0.20 Ref. |  | 0.20 Solar Reflectance Cool Roof (at roof replacement) | SCG | SCE | CZ15 | 1992-2010 | Std | Mixed-fuel | Mixed-fuel | 291.9 | -1.231 | 892.9455 | 1203.407 | 311.743 | 122.1989 | N/A | N/A | 2735.6686 | 2875.6909 | 2.2733 | 2.3896 | N/A | N/A | N/A | N/A | N/A | N/A | N/A | N/A | 7.3073 | N/A | N/A | 1515.15 | 1.2591 | 0.00199 | 0.1122% | 10562.1 | 193.814 | 4033.8461 | 1.7742 | 90958.95 | 10270.2
Roof_0.25Ref | Roofing: Steep Sloped, 0.25 Ref. vs. 0.20 Ref |  | Roofing Upgrade: 0.25 vs. 0.20 Solar Reflectance (at roof replacement) | SCG | SCE | CZ15 | 1992-2010 | Std | Mixed-fuel | Mixed-fuel | 424.7 | -1.874 | 1785.8911 | 2406.8139 | -209.0139 | 177.6843 | N/A | N/A | 3976.668 | 4177.5722 | 1.6523 | 1.7357 | N/A | N/A | N/A | N/A | N/A | N/A | N/A | N/A | 10.0509 | N/A | N/A | 2197.8 | 0.91316 | 0.00259 | 0.146% | 10562.1 | 193.814 | 4033.8461 | 1.7742 | 90958.95 | 10137.4
Ducts_R6 | New Ducts: R-6 |  | New Ducts: R-6 | SCG | SCE | CZ15 | 1992-2010 | Std | Mixed-fuel | Mixed-fuel | 1418.54 | 1.119 | 4808.3746 | 4808.3746 | 3982.8254 | 602.3188 | N/A | N/A | 13583.9704 | 14507.4047 | 2.8251 | 3.0171 | N/A | N/A | N/A | N/A | N/A | N/A | N/A | N/A | 7.9831 | N/A | N/A | 8791.2 | 1.8283 | 0.06475 | 3.65% | 10562.1 | 193.814 | 4033.8461 | 1.7742 | 90958.95 | 9143.56
Ducts_R8 | New Ducts: R-8 |  | New Ducts: R-8 | SCG | SCE | CZ15 | 1992-2010 | Std | Mixed-fuel | Mixed-fuel | 1492.26 | 1.429 | 6311.1144 | 6311.1144 | 2929.6356 | 633.0925 | N/A | N/A | 14281.6086 | 15260.6411 | 2.2629 | 2.4181 | N/A | N/A | N/A | N/A | N/A | N/A | N/A | N/A | 9.9687 | N/A | N/A | 9240.75 | 1.4642 | 0.06879 | 3.877% | 10562.1 | 193.814 | 4033.8461 | 1.7742 | 90958.95 | 9069.84
DuctSealing_10% | Duct Sealing: 10% |  | Duct Sealing: 10% | SCG | SCE | CZ15 | 1992-2010 | Std | Mixed-fuel | Mixed-fuel | 314.1 | 0.442 | 1400.2974 | 1400.2974 | 514.4526 | 134.8572 | N/A | N/A | 3044.1284 | 3257.2405 | 2.1739 | 2.3261 | N/A | N/A | N/A | N/A | N/A | N/A | N/A | N/A | 10.3836 | N/A | N/A | 1914.75 | 1.3674 | 0.01348 | 0.7598% | 10562.1 | 193.814 | 4033.8461 | 1.7742 | 90958.95 | 10248
HPWH | HPWH |  | 240V Fed. Min. HPWH | SCG | SCE | CZ15 | 1992-2010 | Std | Mixed-fuel | Mixed-fuel | -679 | 128.5113 | 4332.0102 | 6553.7323 | 4352.0177 | -60.2339 | -146.5819 | N/A | 277.488 | 4007.0189 | 0.04234 | 0.61141 | -1667.6183 | 1934.8623 | 0 | 0.29523 | N/A | N/A | N/A | N/A | -71.9198 | -29.5535 | N/A | 10905.75 | 1.6641 | 0.68346 | 39.65% | 10562.1 | 185.157 | 4018.8817 | 1.7235 | 89910 | 11241.1
HPWH_HighEfficiency | High Efficiency HPWH |  | 240V Market Std. NEEA HPWH | SCG | SCE | CZ15 | 1992-2010 | Std | Mixed-fuel | Mixed-fuel | -559.7 | 128.5375 | 5192.8306 | 7967.0806 | 3821.1194 | -9.8665 | -106.5771 | N/A | 1412.4453 | 5216.935 | 0.17729 | 0.65481 | -766.0917 | 2896.1004 | 0 | 0.36351 | N/A | N/A | N/A | N/A | -526.3078 | -48.7237 | N/A | 11788.2 | 1.4796 | 0.6981 | 40.5% | 10562.1 | 185.157 | 4018.8817 | 1.7235 | 89910 | 11121.8
HPWH_HighEfficiency_DR | High Efficiency HPWH with Demand Response |  | 240V Market Std. NEEA HPWH + DR | SCG | SCE | CZ15 | 1992-2010 | Std | Mixed-fuel | Mixed-fuel | -475.1 | 128.5492 | 5192.8306 | 7967.0806 | 4587.0194 | 34.1475 | -62.8657 | N/A | 2404.0845 | 6273.7164 | 0.30175 | 0.78745 | 218.73 | 3945.6191 | 0.027454 | 0.49524 | N/A | N/A | N/A | N/A | 152.0705 | -82.602 | N/A | 12554.1 | 1.5757 | 0.7159 | 41.54% | 10562.1 | 185.157 | 4018.8817 | 1.7235 | 89910 | 11037.2
HPWH_120V | 120V HPWH |  | 120V Market Std. NEEA HPWH | SCG | SCE | CZ15 | 1992-2010 | Std | Mixed-fuel | Mixed-fuel | -549.4 | 128.6203 | 2892.8863 | 4272.7328 | 7765.2172 | 3.9867 | -83.6039 | N/A | 1725.6569 | 5553.2137 | 0.40388 | 1.2997 | -247.4401 | 3451.238 | 0 | 0.80774 | N/A | N/A | N/A | N/A | 725.6339 | -34.6023 | N/A | 12037.95 | 2.8174 | 0.70705 | 41.02% | 10562.1 | 185.157 | 4018.8817 | 1.7235 | 89910 | 11111.5
HPWH_TankOutside | HPWH in Exterior Closet |  | 240V Fed. Min. HPWH, Exterior Closet | SCG | SCE | CZ15 | 1992-2010 | Std | Mixed-fuel | Mixed-fuel | -692.1 | 128.3104 | 4751.0613 | 6972.7834 | 3816.4166 | -66.1257 | -151.2982 | N/A | 141.9756 | 3856.3144 | 0.020361 | 0.55305 | -1776.6514 | 1812.3667 | 0 | 0.25992 | N/A | N/A | N/A | N/A | -71.849 | -31.402 | N/A | 10789.2 | 1.5473 | 0.67999 | 39.45% | 10562.1 | 185.157 | 4018.8817 | 1.7235 | 89910 | 11254.2
HPWH_TankInside_NotDucted | HPWH in interior closet, not ducted |  | 240V Fed. Min. HPWH, Interior Closet, Not Ducted | SCG | SCE | CZ15 | 1992-2010 | Std | Mixed-fuel | Mixed-fuel | -391.8 | 122.8215 | 4412.5691 | 6634.2911 | 5453.6089 | 47.5647 | -61.3728 | N/A | 2628.1553 | 6334.9083 | 0.39615 | 0.95487 | 174.1907 | 3720.6559 | 0.026256 | 0.56082 | N/A | N/A | N/A | N/A | 92.7698 | -71.8978 | N/A | 12087.9 | 1.822 | 0.67177 | 38.98% | 10562.1 | 185.157 | 4018.8817 | 1.7235 | 89910 | 10953.9
HPWH_TankInside_Ducted | HPWH in interior closet, ducted outside |  | 240V Fed. Min. HPWH, Interior Closet, Ducted | SCG | SCE | CZ15 | 1992-2010 | Std | Mixed-fuel | Mixed-fuel | -790 | 130.1802 | 5491.8272 | 7713.5493 | 2792.6007 | -101.2458 | -180.4677 | N/A | -623.2474 | 3099.935 | 0 | 0.40188 | -2407.8284 | 1198.7888 | 0 | 0.15541 | N/A | N/A | N/A | N/A | -54.2425 | -30.4311 | N/A | 10506.15 | 1.362 | 0.69033 | 40.05% | 10562.1 | 185.157 | 4018.8817 | 1.7235 | 89910 | 11352.1
HPSH_9.5HSPF2_17SEER2 | New HPSH 9.5 HSPF2, 17 SEER2 |  | High Efficiency HPSH | SCG | SCE | CZ15 | 1992-2010 | Std | Mixed-fuel | Mixed-fuel | 335.27 | 12.925 | 4346.127 | 7771.7742 | -4463.9742 | 52.298 | -55.4645 | N/A | 1362.3442 | 1869.7651 | 0.17529 | 0.24058 | -1065.1528 | -716.291 | 0 | 0 | N/A | N/A | N/A | N/A | 83.1031 | -78.3587 | N/A | 3307.8 | 0.42562 | 0.07001 | 4.096% | 9137.39 | 193.041 | 3431.4167 | 1.7093 | 82029 | 8802.12
MSHP | Ducted MSHP 9.5 HSPF2, 16.5 SEER2 |  | High Eff MSHP | SCG | SCE | CZ15 | 1992-2010 | Std | Mixed-fuel | Mixed-fuel | 272.54 | 12.925 | 1400.8662 | 3577.9245 | -619.7745 | 26.6595 | -76.6426 | N/A | 784.8018 | 1254.4988 | 0.21935 | 0.35062 | -1542.2185 | -1224.5176 | 0 | 0 | N/A | N/A | N/A | N/A | 52.5466 | -18.2779 | N/A | 2958.15 | 0.82678 | 0.0679 | 3.972% | 9137.39 | 193.041 | 3431.4167 | 1.7093 | 82029 | 8864.85
PV_3kW | 3kW PV |  | 3kW PV | SCG | SCE | CZ15 | 1992-2010 | Std | Mixed-fuel | Mixed-fuel | 5052.96 | 0 | 9608.1502 | 11574.2633 | 7140.3367 | 1316.5035 | N/A | 953.5532 | 29656.0303 | 31593.1009 | 2.5622 | 2.7296 | N/A | N/A | N/A | N/A | 21480.0824 | 22883.117 | 1.8558 | 1.9771 | 7.2982 | N/A | 10.0762 | 18714.6 | 1.6169 | 0.15187 | 8.56% | 10562.1 | 193.814 | 4033.8461 | 1.7742 | 90958.95 | 5509.14
AE | All Electric |  | All Electric | SCG | SCE | CZ15 | 1992-2010 | Std | All Electric | Mixed-fuel | -415 | 193.814 | 6605.7277 | 10313.1274 | 9450.4226 | 129.9098 | 103.6327 | N/A | 5481.334 | 11641.3548 | 0.53149 | 1.1288 | 4889.4083 | 11010.7658 | 0.4741 | 1.0676 | N/A | N/A | N/A | N/A | 50.8486 | 63.7417 | N/A | 19763.55 | 1.9163 | 1.0145 | 57.18% | 10562.1 | 193.814 | 4033.8461 | 1.7742 | 90958.95 | 10977.1
VCHP_base | Base VCHP |  | Base VCHP | SCG | SCE | CZ15 | 1992-2010 | Std | Mixed-fuel | Mixed-fuel | 852.52 | 10.408 | 17846.9586 | 29085.1332 | -23057.8332 | 316.2588 | 134.8498 | N/A | 7272.5904 | 8084.6937 | 0.25004 | 0.27797 | 3186.1062 | 3731.2888 | 0.10954 | 0.12829 | N/A | N/A | N/A | N/A | 56.4315 | 132.347 | N/A | 6027.3 | 0.20723 | 0.07048 | 4.249% | 8283.9 | 190.524 | 3099.3128 | 1.6586 | 76573.35 | 7431.38
VCHP_Fujitsu48 | Fujitsu 48 VCHP |  | Fujitsu 48 VCHP | SCG | SCE | CZ15 | 1992-2010 | Std | Mixed-fuel | Mixed-fuel | 2018.41 | 10.408 | 22122.6983 | 36105.3076 | -22435.6576 | 776.7572 | 536.7286 | N/A | 17645.9428 | 19135.612 | 0.48874 | 0.52999 | 12238.972 | 13375.4691 | 0.33898 | 0.37046 | N/A | N/A | N/A | N/A | 28.4808 | 41.2177 | N/A | 13669.65 | 0.37861 | 0.13961 | 8.417% | 8283.9 | 190.524 | 3099.3128 | 1.6586 | 76573.35 | 6265.49
HPWH_PV | HPWH + 3kW PV |  | 240V Fed. Min. HPWH + 3kW PV | SCG | SCE | CZ15 | 1992-2010 | Std | Mixed-fuel | Mixed-fuel | 4373.96 | 128.5113 | 13940.1604 | 18127.9956 | 12491.3544 | 1347.7367 | N/A | 990.0466 | 31993.9383 | 37795.1222 | 1.7649 | 2.0849 | N/A | N/A | N/A | N/A | 23936.4824 | 29211.37 | 1.3204 | 1.6114 | 10.3434 | N/A | 14.0803 | 30619.35 | 1.6891 | 0.83533 | 48.47% | 10562.1 | 185.157 | 4018.8817 | 1.7235 | 89910 | 6188.14
HPSH_PV | HPSH + 3kW PV |  | HPSH + 3kW PV | SCG | SCE | CZ15 | 1992-2010 | Std | Mixed-fuel | Mixed-fuel | 4926.86 | 12.925 | 10931.8677 | 14383.6584 | 4275.4416 | 1153.646 | N/A | 864.1761 | 26171.7039 | 28299.6209 | 1.8195 | 1.9675 | N/A | N/A | N/A | N/A | 19651.0014 | 21352.9996 | 1.3662 | 1.4845 | 9.4759 | N/A | 12.65 | 18659.1 | 1.2972 | 0.19537 | 11.43% | 9137.39 | 193.041 | 3431.4167 | 1.7093 | 82029 | 4210.53
HPSH_RCV_300CFM | New HPSH |  | Heat Pump Space Heater | PGE | PGE | CZ16 | 1992-2010 | Std | Mixed-fuel | Mixed-fuel | -3984.67 | 395.509 | 2724.9107 | 4081.7309 | 11141.9191 | -508.4056 | -480.3415 | N/A | -5090.2383 | 10291.0921 | 0 | 2.5213 | -4450.4235 | 10964.5652 | 0 | 2.6863 | N/A | N/A | N/A | N/A | -5.3597 | -5.6729 | N/A | 15223.65 | 3.7297 | 1.7186 | 42.26% | 4303.23 | 625.217 | 2773.5754 | 4.0664 | 103735.05 | 8287.9
DFHP_RCV_300CFM_35F | DFHP, Existing Furnace 35F |  | Dual Fuel Heat Pump (existing furnace) | PGE | PGE | CZ16 | 1992-2010 | Std | Mixed-fuel | Mixed-fuel | -1770.04 | 181.591 | 2397.0371 | 2340.5132 | 7288.7368 | -116.3637 | -264.7569 | N/A | 449.6881 | 7942.33 | 0.19213 | 3.3934 | -2933.4381 | 4381.2301 | 0 | 1.8719 | N/A | N/A | N/A | N/A | -20.5995 | -9.0537 | N/A | 9629.25 | 4.1142 | 0.82101 | 19.9% | 4303.23 | 635.359 | 2798.9287 | 4.1258 | 101565 | 6073.27
AtticInsulation_R38 | Attic Insulation: R-38 |  | Attic Insulation: R-38 | PGE | PGE | CZ16 | 1992-2010 | Std | Mixed-fuel | Mixed-fuel | 39.64 | 8.427 | 1781.4608 | 1781.4608 | -482.7608 | 39.7425 | N/A | N/A | 1061.5305 | 1491.631 | 0.59588 | 0.83731 | N/A | N/A | N/A | N/A | N/A | N/A | N/A | N/A | 44.8251 | N/A | N/A | 1298.7 | 0.72901 | 0.05216 | 1.237% | 4392.88 | 649.568 | 2877.4312 | 4.2152 | 109923.3 | 4353.24
AtticInsulation_R49 | Attic Insulation: R-49 |  | Attic Insulation: R-49 | PGE | PGE | CZ16 | 1992-2010 | Std | Mixed-fuel | Mixed-fuel | 73.44 | 15.325 | 1827.4739 | 1827.4739 | 520.1761 | 72.9823 | N/A | N/A | 1946.5297 | 2729.3659 | 1.0651 | 1.4935 | N/A | N/A | N/A | N/A | N/A | N/A | N/A | N/A | 25.04 | N/A | N/A | 2347.65 | 1.2846 | 0.09512 | 2.257% | 4392.88 | 649.568 | 2877.4312 | 4.2152 | 109923.3 | 4319.44
Windows_0.28UFactor0.35SHGC | New Windows: 0.28 U-factor, 0.35 SHGC |  | Window Upgrade: 0.28 vs 0.30 U-factor | PGE | PGE | CZ16 | 1992-2010 | Std | Mixed-fuel | Mixed-fuel | -3.79 | 78.295 | 11871.2871 | 11871.2871 | -2097.7371 | 182.4534 | N/A | N/A | 5552.6715 | 9198.2589 | 0.46774 | 0.77483 | N/A | N/A | N/A | N/A | N/A | N/A | N/A | N/A | 65.0648 | N/A | N/A | 9773.55 | 0.82329 | 0.46254 | 10.97% | 4392.88 | 649.568 | 2877.4312 | 4.2152 | 109923.3 | 4396.67
Roof_RB | Roofing: Radiant Barrier |  | Radiant Barrier (at roof replacement) | PGE | PGE | CZ16 | 1992-2010 | Std | Mixed-fuel | Mixed-fuel | 68.31 | 10.095 | 892.9455 | 892.9455 | 788.7045 | 56.8923 | N/A | N/A | 1482.6184 | 2007.3321 | 1.6604 | 2.248 | N/A | N/A | N/A | N/A | N/A | N/A | N/A | N/A | 15.6954 | N/A | N/A | 1681.65 | 1.8833 | 0.06421 | 1.523% | 4392.88 | 649.568 | 2877.4312 | 4.2152 | 109923.3 | 4324.57
Roof_0.20Ref | Roofing: Steep Sloped, 0.20 Ref. |  | 0.20 Solar Reflectance Cool Roof (at roof replacement) | PGE | PGE | CZ16 | 1992-2010 | Std | Mixed-fuel | Mixed-fuel | 69.72 | -10.098 | 892.9455 | 1203.407 | -2035.907 | 8.9328 | N/A | N/A | 21.4199 | -416.1532 | 0.017799 | 0 | N/A | N/A | N/A | N/A | N/A | N/A | N/A | N/A | 99.9621 | N/A | N/A | -832.5 | 0 | -0.05533 | -1.313% | 4392.88 | 649.568 | 2877.4312 | 4.2152 | 109923.3 | 4323.16
Roof_0.25Ref | Roofing: Steep Sloped, 0.25 Ref. |  | 0.25 Solar Reflectance Cool Roof (at roof replacement) | PGE | PGE | CZ16 | 1992-2010 | Std | Mixed-fuel | Mixed-fuel | 103.3 | -15.338 | 1785.8911 | 2406.8139 | -3688.8639 | 12.2837 | N/A | N/A | 3.2733 | -662.8443 | 0.00136 | 0 | N/A | N/A | N/A | N/A | N/A | N/A | N/A | N/A | 145.3874 | N/A | N/A | -1282.05 | 0 | -0.08407 | -1.994% | 4392.88 | 649.568 | 2877.4312 | 4.2152 | 109923.3 | 4289.58
Ducts_R6 | New Ducts: R-6 |  | New Ducts: R-6 | PGE | PGE | CZ16 | 1992-2010 | Std | Mixed-fuel | Mixed-fuel | 198.36 | 28.382 | 4808.3746 | 4808.3746 | 86.7254 | 156.9609 | N/A | N/A | 4099.3179 | 5568.8551 | 0.85254 | 1.1582 | N/A | N/A | N/A | N/A | N/A | N/A | N/A | N/A | 30.6342 | N/A | N/A | 4895.1 | 1.018 | 0.18645 | 4.423% | 4392.88 | 649.568 | 2877.4312 | 4.2152 | 109923.3 | 4194.52
Ducts_R8 | New Ducts: R-8 |  | New Ducts: R-8 | PGE | PGE | CZ16 | 1992-2010 | Std | Mixed-fuel | Mixed-fuel | 213.96 | 33.802 | 6311.1144 | 6311.1144 | -633.4644 | 177.6052 | N/A | N/A | 4668.7434 | 6406.0088 | 0.73977 | 1.015 | N/A | N/A | N/A | N/A | N/A | N/A | N/A | N/A | 35.5345 | N/A | N/A | 5677.65 | 0.89963 | 0.21934 | 5.204% | 4392.88 | 649.568 | 2877.4312 | 4.2152 | 109923.3 | 4178.92
DuctSealing_10% | Duct Sealing: 10% |  | Duct Sealing: 10% | PGE | PGE | CZ16 | 1992-2010 | Std | Mixed-fuel | Mixed-fuel | 33.98 | 14.209 | 1400.2974 | 1400.2974 | 614.3526 | 50.5311 | N/A | N/A | 1412.7532 | 2114.726 | 1.0089 | 1.5102 | N/A | N/A | N/A | N/A | N/A | N/A | N/A | N/A | 27.7116 | N/A | N/A | 2014.65 | 1.4387 | 0.08631 | 2.048% | 4392.88 | 649.568 | 2877.4312 | 4.2152 | 109923.3 | 4358.9
HPWH | HPWH |  | 240V Fed. Min. HPWH | PGE | PGE | CZ16 | 1992-2010 | Std | Mixed-fuel | Mixed-fuel | -1550.22 | 178.85 | 4332.0102 | 6553.7323 | 4185.5177 | -250.3257 | -256.3597 | N/A | -2752.9907 | 4213.5376 | 0 | 0.64292 | -2890.5545 | 4068.7371 | 0 | 0.62083 | N/A | N/A | N/A | N/A | -17.3055 | -16.8982 | N/A | 10739.25 | 1.6386 | 0.89252 | 21.45% | 4392.88 | 640.317 | 2855.8016 | 4.1611 | 108807.75 | 5943.1
HPWH_HighEfficiency | High Efficiency HPWH |  | 240V Market Std. NEEA HPWH | PGE | PGE | CZ16 | 1992-2010 | Std | Mixed-fuel | Mixed-fuel | -1340.6 | 179.072 | 5192.8306 | 7967.0806 | 4087.5194 | -159.7946 | -185.348 | N/A | -685.2061 | 6399.2966 | 0 | 0.80322 | -1267.783 | 5786.0725 | 0 | 0.72625 | N/A | N/A | N/A | N/A | -32.4969 | -28.0167 | N/A | 12054.6 | 1.5131 | 0.91098 | 21.89% | 4392.88 | 640.317 | 2855.8016 | 4.1611 | 108807.75 | 5733.48
HPWH_HighEfficiency_DR | High Efficiency HPWH with Demand Response |  | 240V Market Std. NEEA HPWH + DR | PGE | PGE | CZ16 | 1992-2010 | Std | Mixed-fuel | Mixed-fuel | -1154.53 | 179.16 | 5192.8306 | 7967.0806 | 5652.6194 | -78.7923 | -121.6499 | N/A | 1163.0461 | 8348.4589 | 0.14598 | 1.0479 | 185.9612 | 7319.9732 | 0.023341 | 0.91878 | N/A | N/A | N/A | N/A | -65.9053 | -42.6867 | N/A | 13619.7 | 1.7095 | 0.93603 | 22.5% | 4392.88 | 640.317 | 2855.8016 | 4.1611 | 108807.75 | 5547.41
HPWH_120V | 120V HPWH |  | 120V Market Std. NEEA HPWH | PGE | PGE | CZ16 | 1992-2010 | Std | Mixed-fuel | Mixed-fuel | -988.45 | 179.209 | 2892.8863 | 4272.7328 | 10645.6672 | -12.6724 | -74.3474 | N/A | 2671.0848 | 9937.3054 | 0.62515 | 2.3257 | 1264.9945 | 8457.2459 | 0.29606 | 1.9794 | N/A | N/A | N/A | N/A | -228.2817 | -38.9104 | N/A | 14918.4 | 3.4915 | 0.96184 | 23.12% | 4392.88 | 640.317 | 2855.8016 | 4.1611 | 108807.75 | 5381.33
HPWH_TankOutside | HPWH in Exterior Closet |  | 240V Fed. Min. HPWH, Exterior Closet | PGE | PGE | CZ16 | 1992-2010 | Std | Mixed-fuel | Mixed-fuel | -1583.2 | 177.308 | 4751.0613 | 6972.7834 | 3316.9166 | -267.9433 | -270.893 | N/A | -3181.1839 | 3698.926 | 0 | 0.53048 | -3248.431 | 3628.1413 | 0 | 0.52033 | N/A | N/A | N/A | N/A | -17.7316 | -17.5385 | N/A | 10289.7 | 1.4757 | 0.88044 | 21.16% | 4392.88 | 640.317 | 2855.8016 | 4.1611 | 108807.75 | 5976.08
HPWH_TankInside_NotDucted | HPWH in interior closet, not ducted |  | 240V Fed. Min. HPWH, Interior Closet, Not Ducted | PGE | PGE | CZ16 | 1992-2010 | Std | Mixed-fuel | Mixed-fuel | -817.37 | 144.165 | 4412.5691 | 6634.2911 | 5004.0589 | -18.2822 | -94.0521 | N/A | 1944.0192 | 7729.5842 | 0.29303 | 1.1651 | 216.5865 | 5911.2777 | 0.032647 | 0.89102 | N/A | N/A | N/A | N/A | -241.3586 | -46.9162 | N/A | 11638.35 | 1.7543 | 0.77088 | 18.53% | 4392.88 | 640.317 | 2855.8016 | 4.1611 | 108807.75 | 5210.25
HPWH_TankInside_Ducted | HPWH in interior closet, ducted outside |  | 240V Fed. Min. HPWH, Interior Closet, Ducted | PGE | PGE | CZ16 | 1992-2010 | Std | Mixed-fuel | Mixed-fuel | -1488.77 | 190.066 | 5491.8272 | 7713.5493 | 4857.2007 | -201.9565 | -216.5932 | N/A | -1460.7175 | 6030.0629 | 0 | 0.78175 | -1794.4087 | 5678.8174 | 0 | 0.73621 | N/A | N/A | N/A | N/A | -27.1931 | -25.3555 | N/A | 12570.75 | 1.6297 | 0.96789 | 23.26% | 4392.88 | 640.317 | 2855.8016 | 4.1611 | 108807.75 | 5881.65
HPSH_9.5HSPF2_17SEER2 | New HPSH 9.5 HSPF2, 17 SEER2 |  | High Efficiency HPSH | PGE | PGE | CZ16 | 1992-2010 | Std | Mixed-fuel | Mixed-fuel | -3227.75 | 395.509 | 5701.4637 | 8968.82 | 12098.98 | -204.2696 | -241.0488 | N/A | 1843.5739 | 17589.6664 | 0.20555 | 1.9612 | 1005.0657 | 16707.0475 | 0.11206 | 1.8628 | N/A | N/A | N/A | N/A | -27.9115 | -23.6527 | N/A | 21067.8 | 2.349 | 1.8268 | 44.92% | 4303.23 | 625.217 | 2773.5754 | 4.0664 | 103735.05 | 7530.98
MSHP | Ducted MSHP 9.5 HSPF2, 16.5 SEER2 |  | High Eff MSHP | PGE | PGE | CZ16 | 1992-2010 | Std | Mixed-fuel | Mixed-fuel | -3262.17 | 395.509 | 2155.1411 | 4313.7578 | 16554.2422 | -221.0821 | -258.0476 | N/A | 1460.2742 | 17186.2028 | 0.33852 | 3.984 | 617.5213 | 16299.1157 | 0.14315 | 3.7784 | N/A | N/A | N/A | N/A | -9.7481 | -8.3517 | N/A | 20868 | 4.8375 | 1.8251 | 44.88% | 4303.23 | 625.217 | 2773.5754 | 4.0664 | 103735.05 | 7565.4
PV_3kW | 3kW PV |  | 3kW PV | PGE | PGE | CZ16 | 1992-2010 | Std | Mixed-fuel | Mixed-fuel | 4392.8801 | 0 | 9608.1502 | 11574.2633 | -1834.0133 | 752.1252 | N/A | 556.4613 | 17147.2462 | 18049.2993 | 1.4815 | 1.5594 | N/A | N/A | N/A | N/A | 12686.4245 | 13353.8102 | 1.0961 | 1.1538 | 12.7747 | N/A | 17.2665 | 9740.25 | 0.84154 | 0.11251 | 2.669% | 4392.88 | 649.568 | 2877.4312 | 4.2152 | 109923.3 | -0.00011553
AE | All Electric |  | All Electric | PGE | PGE | CZ16 | 1992-2010 | Std | All Electric | Mixed-fuel | -6499.32 | 649.568 | 8006.9209 | 11585.4632 | 19833.0868 | -1072.9063 | -836.1318 | N/A | -14470.4846 | 8817.697 | 0 | 0.7611 | -9072.4067 | 14499.7478 | 0 | 1.2515 | N/A | N/A | N/A | N/A | -7.4628 | -9.5761 | N/A | 31418.55 | 2.7119 | 2.9774 | 70.64% | 4392.88 | 649.568 | 2877.4312 | 4.2152 | 109923.3 | 10892.2
VCHP_base | Base VCHP |  | Base VCHP | PGE | PGE | CZ16 | 1992-2010 | Std | Mixed-fuel | Mixed-fuel | -2910.08 | 356.306 | 13336.3685 | 21679.367 | -134.267 | -169.5986 | -266.1889 | N/A | 1937.0871 | 16010.3561 | 0.089352 | 0.73851 | -265.017 | 13692.4075 | 0 | 0.63159 | N/A | N/A | N/A | N/A | -78.6349 | -50.1011 | N/A | 21545.1 | 0.99381 | 1.6551 | 43.76% | 3831.66 | 586.014 | 2493.1852 | 3.7826 | 98101.8 | 6741.74
VCHP_Fujitsu48 | Fujitsu 48 VCHP |  | Fujitsu 48 VCHP | PGE | PGE | CZ16 | 1992-2010 | Std | Mixed-fuel | Mixed-fuel | -853.04 | 356.306 | 17266.2712 | 28131.7248 | 9397.3752 | 539.3704 | 374.9878 | N/A | 18100.4422 | 33024.0053 | 0.64342 | 1.1739 | 14352.7824 | 29079.195 | 0.5102 | 1.0337 | N/A | N/A | N/A | N/A | 32.0119 | 46.0449 | N/A | 37529.1 | 1.334 | 1.9491 | 51.53% | 3831.66 | 586.014 | 2493.1852 | 3.7826 | 98101.8 | 4684.7
HPWH_PV | HPWH + 3kW PV |  | 240V Fed. Min. HPWH + 3kW PV | PGE | PGE | CZ16 | 1992-2010 | Std | Mixed-fuel | Mixed-fuel | 3404.959 | 178.85 | 13940.1604 | 18127.9956 | 5048.8044 | 771.6038 | N/A | 619.8345 | 20545.3612 | 28737.5295 | 1.1333 | 1.5853 | N/A | N/A | N/A | N/A | 17085.2668 | 25095.4124 | 0.94248 | 1.3843 | 18.0665 | N/A | 22.4901 | 23176.8 | 1.2785 | 1.0194 | 24.5% | 4392.88 | 640.317 | 2855.8016 | 4.1611 | 108807.75 | 987.921
HPSH_PV | HPSH + 3kW PV |  | HPSH + 3kW PV | PGE | PGE | CZ16 | 1992-2010 | Std | Mixed-fuel | Mixed-fuel | 970.5 | 395.509 | 12333.0609 | 15655.9942 | 10639.9058 | 358.7698 | N/A | 316.0976 | 14679.9667 | 31101.3343 | 0.93766 | 1.9865 | N/A | N/A | N/A | N/A | 13707.1101 | 30077.2994 | 0.87552 | 1.9211 | 34.376 | N/A | 39.0166 | 26295.9 | 1.6796 | 1.8455 | 45.38% | 4303.23 | 625.217 | 2773.5754 | 4.0664 | 103735.05 | 3332.73
HPSH_RCV_300CFM | New HPSH |  | Heat Pump Space Heater | PGE | PGE | CZ01 | Pre1978 | CARE | Mixed-fuel | Mixed-fuel | -6169.84 | 663.311 | 4041.1043 | 5555.6376 | 24308.9124 | -222.7447 | -1.7861 | N/A | 4179.8944 | 26687.1785 | 0.75237 | 4.8036 | 9217.3951 | 31989.6835 | 1.6591 | 5.7581 | N/A | N/A | N/A | N/A | -18.1423 | -2262.4792 | N/A | 29864.55 | 5.3755 | 2.9894 | 52.88% | 4089.76 | 896.525 | 2496.2198 | 5.6531 | 133943.7 | 10259.6
DFHP_RCV_300CFM_35F | DFHP, Existing Furnace 35F |  | Dual Fuel Heat Pump (existing furnace) | PGE | PGE | CZ01 | Pre1978 | CARE | Mixed-fuel | Mixed-fuel | -4830.68 | 596.597 | 3324.5983 | 3512.2455 | 22861.3545 | 24.7669 | 152.169 | N/A | 9017.2862 | 29839.9953 | 2.5674 | 8.496 | 11921.8486 | 32897.3559 | 3.3944 | 9.3665 | N/A | N/A | N/A | N/A | 134.2353 | 21.8481 | N/A | 26373.6 | 7.509 | 2.8353 | 49.29% | 4089.76 | 913.534 | 2529.6969 | 5.7525 | 130341.75 | 8920.44
RaisedFloorInsulation_R19 | Raised Floor Insulation: R-19 |  | Raised Floor Insulation: R-19 | PGE | PGE | CZ01 | Pre1978 | CARE | Mixed-fuel | Mixed-fuel | 135.34 | 189.762 | 3632.776 | 3632.776 | 20326.574 | 405.479 | N/A | N/A | 11947.7324 | 19084.399 | 3.2889 | 5.2534 | N/A | N/A | N/A | N/A | N/A | N/A | N/A | N/A | 8.9592 | N/A | N/A | 23959.35 | 6.5953 | 1.1238 | 17.88% | 4174.31 | 1002.61 | 2727.8528 | 6.2844 | 151964.55 | 4038.97
RaisedFloorInsulation_R30 | Raised Floor Insulation: R-30vs0 |  | Raised Floor Insulation: R-30vsR0 | PGE | PGE | CZ01 | Pre1978 | CARE | Mixed-fuel | Mixed-fuel | 152.75 | 216.535 | 4112.6252 | 4112.6252 | 23243.3248 | 462.3226 | N/A | N/A | 13626.0162 | 21771.3931 | 3.3132 | 5.2938 | N/A | N/A | N/A | N/A | N/A | N/A | N/A | N/A | 8.8956 | N/A | N/A | 27355.95 | 6.6517 | 1.2823 | 20.4% | 4174.31 | 1002.61 | 2727.8528 | 6.2844 | 151964.55 | 4021.56
WallInsulation_R13 | Wall Insulation: R-13 |  | Wall Insulation: R-13 | PGE | PGE | CZ01 | Pre1978 | CARE | Mixed-fuel | Mixed-fuel | 83.16 | 96.457 | 2950.4997 | 2950.4997 | 9420.4503 | 211.2046 | N/A | N/A | 6198.3995 | 9854.476 | 2.1008 | 3.3399 | N/A | N/A | N/A | N/A | N/A | N/A | N/A | N/A | 13.9699 | N/A | N/A | 12370.95 | 4.1928 | 0.57426 | 9.138% | 4174.31 | 1002.61 | 2727.8528 | 6.2844 | 151964.55 | 4091.15
AtticInsulation_R38_infil | Attic Insulation: R-38 |  | Attic Insulation: R-38 | PGE | PGE | CZ01 | Pre1978 | CARE | Mixed-fuel | Mixed-fuel | 78.16 | 64.034 | 6762.2571 | 6762.2571 | 1795.8429 | 148.3317 | N/A | N/A | 4315.1397 | 6789.1859 | 0.63812 | 1.004 | N/A | N/A | N/A | N/A | N/A | N/A | N/A | N/A | 45.5887 | N/A | N/A | 8558.1 | 1.2656 | 0.3856 | 6.136% | 4174.31 | 1002.61 | 2727.8528 | 6.2844 | 151964.55 | 4096.15
AtticInsulation_R49_infil | Attic Insulation: R-49 |  | Attic Insulation: R-49 | PGE | PGE | CZ01 | Pre1978 | CARE | Mixed-fuel | Mixed-fuel | 86.54 | 69.655 | 7446.0183 | 7446.0183 | 1877.9817 | 161.7611 | N/A | N/A | 4703.2881 | 7395.1067 | 0.63165 | 0.99316 | N/A | N/A | N/A | N/A | N/A | N/A | N/A | N/A | 46.031 | N/A | N/A | 9324 | 1.2522 | 0.41968 | 6.678% | 4174.31 | 1002.61 | 2727.8528 | 6.2844 | 151964.55 | 4087.77
Windows_0.28UFactor0.35SHGC | New Windows: 0.28 U-factor, 0.35 SHGC |  | Window Upgrade: 0.28 vs 0.30 U-factor | PGE | PGE | CZ01 | Pre1978 | CARE | Mixed-fuel | Mixed-fuel | 93.29 | 82.761 | 11871.2871 | 11871.2871 | -832.3371 | 189.3452 | N/A | N/A | 5520.6539 | 8709.2363 | 0.46504 | 0.73364 | N/A | N/A | N/A | N/A | N/A | N/A | N/A | N/A | 62.6965 | N/A | N/A | 11038.95 | 0.92989 | 0.49909 | 7.942% | 4174.31 | 1002.61 | 2727.8528 | 6.2844 | 151964.55 | 4081.02
Roof_RB | Roofing: Radiant Barrier |  | Radiant Barrier (at roof replacement) | PGE | PGE | CZ01 | Pre1978 | CARE | Mixed-fuel | Mixed-fuel | 40.88 | 26.525 | 892.9455 | 892.9455 | 2703.4545 | 63.4503 | N/A | N/A | 1830.9978 | 2852.7761 | 2.0505 | 3.1948 | N/A | N/A | N/A | N/A | N/A | N/A | N/A | N/A | 14.0731 | N/A | N/A | 3596.4 | 4.0276 | 0.1609 | 2.56% | 4174.31 | 1002.61 | 2727.8528 | 6.2844 | 151964.55 | 4133.43
Roof_0.20Ref | Roofing: Steep Sloped, 0.20 Ref. |  | 0.20 Solar Reflectance Cool Roof (at roof replacement) | PGE | PGE | CZ01 | Pre1978 | CARE | Mixed-fuel | Mixed-fuel | -3.36 | -21.48 | 892.9455 | 1203.407 | -3767.507 | -42.1285 | N/A | N/A | -1262.1255 | -2054.7274 | 0 | 0 | N/A | N/A | N/A | N/A | N/A | N/A | N/A | N/A | -21.1958 | N/A | N/A | -2564.1 | 0 | -0.12527 | -1.993% | 4174.31 | 1002.61 | 2727.8528 | 6.2844 | 151964.55 | 4177.67
Roof_0.25Ref | Roofing: Steep Sloped, 0.25 Ref. |  | 0.25 Solar Reflectance Cool Roof (at roof replacement) | PGE | PGE | CZ01 | Pre1978 | CARE | Mixed-fuel | Mixed-fuel | -4.47 | -32.54 | 1785.8911 | 2406.8139 | -6269.6139 | -63.6504 | N/A | N/A | -1908.0844 | -3108.5092 | 0 | 0 | N/A | N/A | N/A | N/A | N/A | N/A | N/A | N/A | -28.0578 | N/A | N/A | -3862.8 | 0 | -0.18969 | -3.018% | 4174.31 | 1002.61 | 2727.8528 | 6.2844 | 151964.55 | 4178.78
Ducts_R6 | New Ducts: R-6 |  | New Ducts: R-6 | PGE | PGE | CZ01 | Pre1978 | CARE | Mixed-fuel | Mixed-fuel | 266.61 | 126.745 | 4808.3746 | 4808.3746 | 12807.3254 | 321.4794 | N/A | N/A | 9159.503 | 14047.468 | 1.9049 | 2.9215 | N/A | N/A | N/A | N/A | N/A | N/A | N/A | N/A | 14.957 | N/A | N/A | 17615.7 | 3.6635 | 0.77539 | 12.34% | 4174.31 | 1002.61 | 2727.8528 | 6.2844 | 151964.55 | 3907.7
Ducts_R8 | New Ducts: R-8 |  | New Ducts: R-8 | PGE | PGE | CZ01 | Pre1978 | CARE | Mixed-fuel | Mixed-fuel | 272.82 | 132.778 | 6311.1144 | 6311.1144 | 12103.7856 | 335.0385 | N/A | N/A | 9555.7726 | 14674.371 | 1.5141 | 2.3252 | N/A | N/A | N/A | N/A | N/A | N/A | N/A | N/A | 18.837 | N/A | N/A | 18414.9 | 2.9179 | 0.81149 | 12.91% | 4174.31 | 1002.61 | 2727.8528 | 6.2844 | 151964.55 | 3901.49
DuctSealing_10% | Duct Sealing: 10% |  | Duct Sealing: 10% | PGE | PGE | CZ01 | Pre1978 | CARE | Mixed-fuel | Mixed-fuel | 84.55 | 89.076 | 2589.5542 | 2589.5542 | 9032.1458 | 198.1558 | N/A | N/A | 5803.7751 | 9205.2609 | 2.2412 | 3.5548 | N/A | N/A | N/A | N/A | N/A | N/A | N/A | N/A | 13.0683 | N/A | N/A | 11621.7 | 4.4879 | 0.5319 | 8.464% | 4174.31 | 1002.61 | 2727.8528 | 6.2844 | 151964.55 | 4089.76
HPWH | HPWH |  | 240V Fed. Min. HPWH | PGE | PGE | CZ01 | Pre1978 | CARE | Mixed-fuel | Mixed-fuel | -1679.58 | 183.702 | 4332.0102 | 6553.7323 | 3602.7677 | -120.8731 | -41.6436 | N/A | -205.327 | 5923.5081 | 0 | 0.90384 | 1600.9796 | 7824.8377 | 0.24429 | 1.194 | N/A | N/A | N/A | N/A | -35.8393 | -104.0259 | N/A | 10156.5 | 1.5497 | 0.91276 | 14.65% | 4174.31 | 993.3 | 2709.9789 | 6.23 | 150849 | 5853.89
HPWH_HighEfficiency | High Efficiency HPWH |  | 240V Market Std. NEEA HPWH | PGE | PGE | CZ01 | Pre1978 | CARE | Mixed-fuel | Mixed-fuel | -1250.53 | 184.128 | 5192.8306 | 7967.0806 | 5386.2194 | -0.57162 | 52.0804 | N/A | 2543.3507 | 8831.2191 | 0.31923 | 1.1085 | 3743.7326 | 10094.7486 | 0.4699 | 1.2671 | N/A | N/A | N/A | N/A | -9084.3495 | 99.7079 | N/A | 13353.3 | 1.6761 | 0.9606 | 15.42% | 4174.31 | 993.3 | 2709.9789 | 6.23 | 150849 | 5424.84
HPWH_HighEfficiency_DR | High Efficiency HPWH with Demand Response |  | 240V Market Std. NEEA HPWH + DR | PGE | PGE | CZ01 | Pre1978 | CARE | Mixed-fuel | Mixed-fuel | -1153.35 | 184.199 | 5192.8306 | 7967.0806 | 6684.9194 | 27.6318 | 78.3793 | N/A | 3187.3592 | 9511.5544 | 0.40007 | 1.1939 | 4344.3215 | 10729.3801 | 0.54528 | 1.3467 | N/A | N/A | N/A | N/A | 187.9298 | 66.2526 | N/A | 14652 | 1.8391 | 0.98406 | 15.8% | 4174.31 | 993.3 | 2709.9789 | 6.23 | 150849 | 5327.66
HPWH_120V | 120V HPWH |  | 120V Market Std. NEEA HPWH | PGE | PGE | CZ01 | Pre1978 | CARE | Mixed-fuel | Mixed-fuel | -1014.11 | 185.285 | 2892.8863 | 4272.7328 | 11428.2172 | 68.2721 | 108.8971 | N/A | 4129.2033 | 10539.7991 | 0.96641 | 2.4668 | 5055.387 | 11514.7059 | 1.1832 | 2.6949 | N/A | N/A | N/A | N/A | 42.3729 | 26.5653 | N/A | 15700.95 | 3.6747 | 1.0031 | 16.1% | 4174.31 | 993.3 | 2709.9789 | 6.23 | 150849 | 5188.42
HPWH_TankOutside | HPWH in Exterior Closet |  | 240V Fed. Min. HPWH, Exterior Closet | PGE | PGE | CZ01 | Pre1978 | CARE | Mixed-fuel | Mixed-fuel | -1725.57 | 180.759 | 4751.0613 | 6972.7834 | 2501.0666 | -139.5532 | -57.557 | N/A | -672.6711 | 5331.749 | 0 | 0.76465 | 1196.7107 | 7299.4721 | 0.17163 | 1.0469 | N/A | N/A | N/A | N/A | -34.0448 | -82.5454 | N/A | 9473.85 | 1.3587 | 0.89031 | 14.29% | 4174.31 | 993.3 | 2709.9789 | 6.23 | 150849 | 5899.88
HPWH_TankInside_NotDucted | HPWH in interior closet, not ducted |  | 240V Fed. Min. HPWH, Interior Closet, Not Ducted | PGE | PGE | CZ01 | Pre1978 | CARE | Mixed-fuel | Mixed-fuel | -1242.74 | 112.217 | 4412.5691 | 6634.2911 | -1639.2911 | -138.1776 | -87.9252 | N/A | -1597.1681 | 2057.5456 | 0 | 0.31014 | -451.4937 | 3263.4897 | 0 | 0.49191 | N/A | N/A | N/A | N/A | -31.934 | -50.1855 | N/A | 4995 | 0.75291 | 0.55288 | 8.875% | 4174.31 | 993.3 | 2709.9789 | 6.23 | 150849 | 5417.05
HPWH_TankInside_Ducted | HPWH in interior closet, ducted outside |  | 240V Fed. Min. HPWH, Interior Closet, Ducted | PGE | PGE | CZ01 | Pre1978 | CARE | Mixed-fuel | Mixed-fuel | -1613.57 | 200.317 | 5491.8272 | 7713.5493 | 4907.1507 | -71.4562 | 3.1615 | N/A | 1154.0929 | 7914.8546 | 0.14962 | 1.0261 | 2855.2567 | 9705.5103 | 0.37016 | 1.2582 | N/A | N/A | N/A | N/A | -76.8558 | 1737.1052 | N/A | 12620.7 | 1.6362 | 1.0182 | 16.34% | 4174.31 | 993.3 | 2709.9789 | 6.23 | 150849 | 5787.88
HPSH_9.5HSPF2_17SEER2 | New HPSH 9.5 HSPF2, 17 SEER2 |  | High Efficiency HPSH | PGE | PGE | CZ01 | Pre1978 | CARE | Mixed-fuel | Mixed-fuel | -5094.41 | 663.311 | 6971.8009 | 10367.4368 | 27672.2632 | 66.9948 | 213.6213 | N/A | 10785.4898 | 33640.2699 | 1.0403 | 3.2448 | 14128.3386 | 37158.9736 | 1.3628 | 3.5842 | N/A | N/A | N/A | N/A | 104.0648 | 32.6363 | N/A | 38039.7 | 3.6692 | 3.1375 | 55.5% | 4089.76 | 896.525 | 2496.2198 | 5.6531 | 133943.7 | 9184.17
MSHP | Ducted MSHP 9.5 HSPF2, 16.5 SEER2 |  | High Eff MSHP | PGE | PGE | CZ01 | Pre1978 | CARE | Mixed-fuel | Mixed-fuel | -5094.41 | 663.311 | 3643.3589 | 6070.1044 | 31969.5956 | 66.9948 | 213.6213 | N/A | 10785.4898 | 33640.2699 | 1.7768 | 5.542 | 14128.3386 | 37158.9736 | 2.3275 | 6.1216 | N/A | N/A | N/A | N/A | 54.3827 | 17.0552 | N/A | 38039.7 | 6.2667 | 3.1375 | 55.5% | 4089.76 | 896.525 | 2496.2198 | 5.6531 | 133943.7 | 9184.17
PV_3kW | 3kW PV |  | 3kW PV | PGE | PGE | CZ01 | Pre1978 | CARE | Mixed-fuel | Mixed-fuel | 3848.728 | 0 | 9608.1502 | 11574.2633 | -3665.5133 | 508.0615 | N/A | 423.8079 | 11582.9866 | 12192.3246 | 1.0008 | 1.0534 | N/A | N/A | N/A | N/A | 9662.1405 | 10170.4299 | 0.8348 | 0.87871 | 18.9114 | N/A | 22.671 | 7908.75 | 0.6833 | 0.097 | 1.544% | 4174.31 | 1002.61 | 2727.8528 | 6.2844 | 151964.55 | 325.582
AE | All Electric |  | All Electric | PGE | PGE | CZ01 | Pre1978 | CARE | All Electric | Mixed-fuel | -8819.39 | 1002.61 | 9323.1145 | 13059.3699 | 43950.2301 | -436.6187 | -50.4781 | N/A | 3205.3011 | 35053.2727 | 0.24544 | 2.6841 | 12008.686 | 44319.7712 | 0.91955 | 3.3937 | N/A | N/A | N/A | N/A | -21.353 | -184.6961 | N/A | 57009.6 | 4.3654 | 4.7433 | 75.48% | 4174.31 | 1002.61 | 2727.8528 | 6.2844 | 151964.55 | 12993.7
VCHP_base | Base VCHP |  | Base VCHP | PGE | PGE | CZ01 | Pre1978 | CARE | Mixed-fuel | Mixed-fuel | -4776.1 | 617.193 | 9055.6753 | 14448.4937 | 25028.6563 | 57.8116 | 142.2664 | N/A | 9909.4429 | 31113.2016 | 0.68585 | 2.1534 | 11834.8764 | 33139.925 | 0.81911 | 2.2937 | N/A | N/A | N/A | N/A | 156.6411 | 63.6529 | N/A | 39477.15 | 2.7323 | 2.9345 | 55.3% | 3475.88 | 850.407 | 2239.64 | 5.3064 | 128055.15 | 8251.98
VCHP_Fujitsu48 | Fujitsu 48 VCHP |  | Fujitsu 48 VCHP | PGE | PGE | CZ01 | Pre1978 | CARE | Mixed-fuel | Mixed-fuel | -1835.31 | 617.193 | 12639.7411 | 20333.035 | 41688.215 | 810.3683 | 730.1684 | N/A | 27066.528 | 49172.8573 | 1.3312 | 2.4184 | 25238.0974 | 47248.2398 | 1.2412 | 2.3237 | N/A | N/A | N/A | N/A | 15.5975 | 17.3107 | N/A | 62021.25 | 3.0503 | 3.344 | 63.02% | 3475.88 | 850.407 | 2239.64 | 5.3064 | 128055.15 | 5311.19
HPWH_PV | HPWH + 3kW PV |  | 240V Fed. Min. HPWH + 3kW PV | PGE | PGE | CZ01 | Pre1978 | CARE | Mixed-fuel | Mixed-fuel | 2169.15 | 183.702 | 13940.1604 | 18127.9956 | 1968.5544 | 495.4163 | N/A | 473.6416 | 13845.0832 | 20713.0583 | 0.76374 | 1.1426 | N/A | N/A | N/A | N/A | 13348.6536 | 20190.5134 | 0.73636 | 1.1138 | 28.1383 | N/A | 29.4319 | 20096.55 | 1.1086 | 1.0098 | 16.21% | 4174.31 | 993.3 | 2709.9789 | 6.23 | 150849 | 2005.16
HPSH_PV | HPSH + 3kW PV |  | HPSH + 3kW PV | PGE | PGE | CZ01 | Pre1978 | CARE | Mixed-fuel | Mixed-fuel | -2321.08 | 663.311 | 13649.2545 | 17129.9009 | 21609.0991 | 326.7486 | N/A | 476.0811 | 16707.4606 | 39873.7736 | 0.97534 | 2.3277 | N/A | N/A | N/A | N/A | 20112.0018 | 43457.4151 | 1.1741 | 2.5369 | 41.7729 | N/A | 28.67 | 38739 | 2.2615 | 3.0864 | 54.6% | 4089.76 | 896.525 | 2496.2198 | 5.6531 | 133943.7 | 6410.84
HPSH_RCV_300CFM | New HPSH |  | Heat Pump Space Heater | PGE | PGE | CZ02 | Pre1978 | CARE | Mixed-fuel | Mixed-fuel | -3301.17 | 335.532 | 1096.1794 | 1898.4186 | 11188.4814 | -212.828 | -114.8837 | N/A | -310.6131 | 10606.0212 | 0 | 5.5868 | 1922.3594 | 12956.4622 | 1.0126 | 6.8249 | N/A | N/A | N/A | N/A | -5.1505 | -9.5416 | N/A | 13086.9 | 6.8936 | 1.4107 | 38.4% | 4228.97 | 557.892 | 1856.2983 | 3.6742 | 95704.2 | 7530.14
DFHP_RCV_300CFM_35F | DFHP, Existing Furnace 35F |  | Dual Fuel Heat Pump (existing furnace) | PGE | PGE | CZ02 | Pre1978 | CARE | Mixed-fuel | Mixed-fuel | -2320.09 | 271.129 | 1987.2433 | 810.8035 | 10028.3465 | -59.9321 | -30.5363 | N/A | 2385.4697 | 11542.8662 | 2.9421 | 14.2363 | 3055.6474 | 12248.2995 | 3.7687 | 15.1064 | N/A | N/A | N/A | N/A | -33.1582 | -65.0781 | N/A | 10839.15 | 13.3684 | 1.2131 | 32.57% | 4228.97 | 566.496 | 1873.4231 | 3.7245 | 93850.5 | 6549.06
RaisedFloorInsulation_R19 | Raised Floor Insulation: R-19 |  | Raised Floor Insulation: R-19 | PGE | PGE | CZ02 | Pre1978 | CARE | Mixed-fuel | Mixed-fuel | -285.31 | 89.098 | 3632.776 | 3632.776 | 6190.724 | 81.6461 | N/A | N/A | 3151.5283 | 6423.0902 | 0.86753 | 1.7681 | N/A | N/A | N/A | N/A | N/A | N/A | N/A | N/A | 44.4942 | N/A | N/A | 9823.5 | 2.7041 | 0.51854 | 12.19% | 4962.93 | 648.731 | 2270.0278 | 4.2525 | 113586.3 | 5248.24
RaisedFloorInsulation_R30 | Raised Floor Insulation: R-30vs0 |  | Raised Floor Insulation: R-30vsR0 | PGE | PGE | CZ02 | Pre1978 | CARE | Mixed-fuel | Mixed-fuel | -342.66 | 102.485 | 4112.6252 | 4112.6252 | 7092.8248 | 89.5273 | N/A | N/A | 3525.4006 | 7284.1207 | 0.85721 | 1.7712 | N/A | N/A | N/A | N/A | N/A | N/A | N/A | N/A | 45.9371 | N/A | N/A | 11205.45 | 2.7246 | 0.59601 | 14.02% | 4962.93 | 648.731 | 2270.0278 | 4.2525 | 113586.3 | 5305.59
WallInsulation_R13 | Wall Insulation: R-13 |  | Wall Insulation: R-13 | PGE | PGE | CZ02 | Pre1978 | CARE | Mixed-fuel | Mixed-fuel | 114.71 | 58.558 | 2950.4997 | 2950.4997 | 5124.7503 | 150.0578 | N/A | N/A | 4271.7164 | 6544.2108 | 1.4478 | 2.218 | N/A | N/A | N/A | N/A | N/A | N/A | N/A | N/A | 19.6624 | N/A | N/A | 8075.25 | 2.7369 | 0.35386 | 8.813% | 4579.75 | 611.803 | 2075.0099 | 4.0153 | 106793.1 | 4465.04
AtticInsulation_R38_infil | Attic Insulation: R-38 |  | Attic Insulation: R-38 | PGE | PGE | CZ02 | Pre1978 | CARE | Mixed-fuel | Mixed-fuel | 377.45 | 40.284 | 6762.2571 | 6762.2571 | 447.1929 | 201.1936 | N/A | N/A | 5177.9253 | 6873.1346 | 0.76571 | 1.0164 | N/A | N/A | N/A | N/A | N/A | N/A | N/A | N/A | 33.6107 | N/A | N/A | 7209.45 | 1.0661 | 0.25724 | 6.406% | 4579.75 | 611.803 | 2075.0099 | 4.0153 | 106793.1 | 4202.3
AtticInsulation_R49_infil | Attic Insulation: R-49 |  | Attic Insulation: R-49 | PGE | PGE | CZ02 | Pre1978 | CARE | Mixed-fuel | Mixed-fuel | 414.19 | 44.088 | 7446.0183 | 7446.0183 | 462.7317 | 220.3262 | N/A | N/A | 5669.892 | 7525.2464 | 0.76147 | 1.0106 | N/A | N/A | N/A | N/A | N/A | N/A | N/A | N/A | 33.7954 | N/A | N/A | 7908.75 | 1.0621 | 0.28206 | 7.025% | 4579.75 | 611.803 | 2075.0099 | 4.0153 | 106793.1 | 4165.56
Windows_0.28UFactor0.23SHGC | New Windows: 0.28 U-factor, 0.23 SHGC |  | Window Upgrade: 0.28 vs 0.30 U-factor | PGE | PGE | CZ02 | Pre1978 | CARE | Mixed-fuel | Mixed-fuel | 496.02 | 25.652 | 11462.7824 | 11462.7824 | -5318.9324 | 210.9898 | N/A | N/A | 5191.5032 | 6382.4635 | 0.4529 | 0.5568 | N/A | N/A | N/A | N/A | N/A | N/A | N/A | N/A | 54.3286 | N/A | N/A | 6143.85 | 0.53598 | 0.18136 | 4.517% | 4579.75 | 611.803 | 2075.0099 | 4.0153 | 106793.1 | 4083.73
Roof_RB | Roofing: Radiant Barrier |  | Radiant Barrier (at roof replacement) | PGE | PGE | CZ02 | Pre1978 | CARE | Mixed-fuel | Mixed-fuel | 215.83 | 15.406 | 892.9455 | 892.9455 | 2253.9045 | 99.8128 | N/A | N/A | 2501.066 | 3175.4783 | 2.8009 | 3.5562 | N/A | N/A | N/A | N/A | N/A | N/A | N/A | N/A | 8.9462 | N/A | N/A | 3146.85 | 3.5241 | 0.10188 | 2.537% | 4579.75 | 611.803 | 2075.0099 | 4.0153 | 106793.1 | 4363.92
Roof_0.20Ref | Roofing: Steep Sloped, 0.20 Ref. |  | 0.20 Solar Reflectance Cool Roof (at roof replacement) | PGE | PGE | CZ02 | Pre1978 | CARE | Mixed-fuel | Mixed-fuel | 147.09 | -13.655 | 892.9455 | 1203.407 | -2119.157 | 21.6574 | N/A | N/A | 297.8063 | -158.238 | 0.24747 | 0 | N/A | N/A | N/A | N/A | N/A | N/A | N/A | N/A | 41.2305 | N/A | N/A | -915.75 | 0 | -0.0737 | -1.835% | 4579.75 | 611.803 | 2075.0099 | 4.0153 | 106793.1 | 4432.66
Roof_0.25Ref | Roofing: Steep Sloped, 0.25 Ref. |  | 0.25 Solar Reflectance Cool Roof (at roof replacement) | PGE | PGE | CZ02 | Pre1978 | CARE | Mixed-fuel | Mixed-fuel | 214.65 | -20.718 | 1785.8911 | 2406.8139 | -3805.4139 | 29.9926 | N/A | N/A | 386.5215 | -308.7531 | 0.16059 | 0 | N/A | N/A | N/A | N/A | N/A | N/A | N/A | N/A | 59.5444 | N/A | N/A | -1398.6 | 0 | -0.11169 | -2.782% | 4579.75 | 611.803 | 2075.0099 | 4.0153 | 106793.1 | 4365.1
Ducts_R6 | New Ducts: R-6 |  | New Ducts: R-6 | PGE | PGE | CZ02 | Pre1978 | CARE | Mixed-fuel | Mixed-fuel | 394.83 | 67.816 | 4808.3746 | 4808.3746 | 6297.1754 | 253.7906 | N/A | N/A | 6776.0339 | 9515.7966 | 1.4092 | 1.979 | N/A | N/A | N/A | N/A | N/A | N/A | N/A | N/A | 18.9462 | N/A | N/A | 11105.55 | 2.3096 | 0.4347 | 10.83% | 4579.75 | 611.803 | 2075.0099 | 4.0153 | 106793.1 | 4184.92
Ducts_R8 | New Ducts: R-8 |  | New Ducts: R-8 | PGE | PGE | CZ02 | Pre1978 | CARE | Mixed-fuel | Mixed-fuel | 405.3 | 70.886 | 6311.1144 | 6311.1144 | 5260.6356 | 263.0598 | N/A | N/A | 7032.1703 | 9893.2902 | 1.1143 | 1.5676 | N/A | N/A | N/A | N/A | N/A | N/A | N/A | N/A | 23.9912 | N/A | N/A | 11571.75 | 1.8336 | 0.45363 | 11.3% | 4579.75 | 611.803 | 2075.0099 | 4.0153 | 106793.1 | 4174.45
DuctSealing_10% | Duct Sealing: 10% |  | Duct Sealing: 10% | PGE | PGE | CZ02 | Pre1978 | CARE | Mixed-fuel | Mixed-fuel | 160.16 | 45.308 | 2589.5542 | 2589.5542 | 4137.0458 | 138.7173 | N/A | N/A | 3823.949 | 5617.366 | 1.4767 | 2.1692 | N/A | N/A | N/A | N/A | N/A | N/A | N/A | N/A | 18.6679 | N/A | N/A | 6726.6 | 2.5976 | 0.27971 | 6.966% | 4579.75 | 611.803 | 2075.0099 | 4.0153 | 106793.1 | 4419.59
HPWH | HPWH |  | 240V Fed. Min. HPWH | PGE | PGE | CZ02 | Pre1978 | CARE | Mixed-fuel | Mixed-fuel | -1585.59 | 171.969 | 4332.0102 | 6553.7323 | 2953.4177 | -129.2192 | -106.9497 | N/A | -666.6613 | 4785.3766 | 0 | 0.73018 | -158.953 | 5319.7935 | 0 | 0.81172 | N/A | N/A | N/A | N/A | -33.5245 | -40.5051 | N/A | 9507.15 | 1.4506 | 0.84989 | 21.45% | 4579.75 | 602.664 | 2057.4461 | 3.9619 | 105694.2 | 6165.34
HPWH_HighEfficiency | High Efficiency HPWH |  | 240V Market Std. NEEA HPWH | PGE | PGE | CZ02 | Pre1978 | CARE | Mixed-fuel | Mixed-fuel | -1207.39 | 172.24 | 5192.8306 | 7967.0806 | 4303.9694 | -23.9356 | -25.5507 | N/A | 1737.529 | 7325.416 | 0.21809 | 0.91946 | 1700.7073 | 7286.6573 | 0.21347 | 0.9146 | N/A | N/A | N/A | N/A | -216.9502 | -203.2364 | N/A | 12271.05 | 1.5402 | 0.89025 | 22.47% | 4579.75 | 602.664 | 2057.4461 | 3.9619 | 105694.2 | 5787.14
HPWH_HighEfficiency_DR | High Efficiency HPWH with Demand Response |  | 240V Market Std. NEEA HPWH + DR | PGE | PGE | CZ02 | Pre1978 | CARE | Mixed-fuel | Mixed-fuel | -1062.66 | 172.285 | 5192.8306 | 7967.0806 | 5735.8694 | 17.0408 | 9.373 | N/A | 2672.3669 | 8310.9762 | 0.33543 | 1.0432 | 2497.5517 | 8126.9646 | 0.31348 | 1.0201 | N/A | N/A | N/A | N/A | 304.7286 | 554.0224 | N/A | 13702.95 | 1.7199 | 0.91309 | 23.05% | 4579.75 | 602.664 | 2057.4461 | 3.9619 | 105694.2 | 5642.41
HPWH_120V | 120V HPWH |  | 120V Market Std. NEEA HPWH | PGE | PGE | CZ02 | Pre1978 | CARE | Mixed-fuel | Mixed-fuel | -955.01 | 172.908 | 2892.8863 | 4272.7328 | 10379.2672 | 47.078 | 31.2089 | N/A | 3366.075 | 9062.6269 | 0.7878 | 2.121 | 3004.2864 | 8681.8059 | 0.70313 | 2.0319 | N/A | N/A | N/A | N/A | 61.4488 | 92.6942 | N/A | 14652 | 3.4292 | 0.93457 | 23.59% | 4579.75 | 602.664 | 2057.4461 | 3.9619 | 105694.2 | 5534.76
HPWH_TankOutside | HPWH in Exterior Closet |  | 240V Fed. Min. HPWH, Exterior Closet | PGE | PGE | CZ02 | Pre1978 | CARE | Mixed-fuel | Mixed-fuel | -1615.61 | 170.072 | 4751.0613 | 6972.7834 | 2051.5166 | -141.2414 | -117.0892 | N/A | -967.9222 | 4402.8544 | 0 | 0.63143 | -417.2895 | 4982.4539 | 0 | 0.71456 | N/A | N/A | N/A | N/A | -33.6379 | -40.5764 | N/A | 9024.3 | 1.2942 | 0.83419 | 21.06% | 4579.75 | 602.664 | 2057.4461 | 3.9619 | 105694.2 | 6195.36
HPWH_TankInside_NotDucted | HPWH in interior closet, not ducted |  | 240V Fed. Min. HPWH, Interior Closet, Not Ducted | PGE | PGE | CZ02 | Pre1978 | CARE | Mixed-fuel | Mixed-fuel | -1071 | 129.038 | 4412.5691 | 6634.2911 | 1224.5089 | -65.2517 | -69.7507 | N/A | 183.0181 | 4214.4647 | 0.027587 | 0.63525 | 80.4465 | 4106.4972 | 0.012126 | 0.61898 | N/A | N/A | N/A | N/A | -67.6239 | -63.262 | N/A | 7858.8 | 1.1846 | 0.65728 | 16.59% | 4579.75 | 602.664 | 2057.4461 | 3.9619 | 105694.2 | 5650.75
HPWH_TankInside_Ducted | HPWH in interior closet, ducted outside |  | 240V Fed. Min. HPWH, Interior Closet, Ducted | PGE | PGE | CZ02 | Pre1978 | CARE | Mixed-fuel | Mixed-fuel | -1566.1 | 181.677 | 5491.8272 | 7713.5493 | 3225.5007 | -107.4771 | -88.9262 | N/A | -32.5369 | 5786.1328 | 0 | 0.75013 | 390.3934 | 6231.3119 | 0.050611 | 0.80784 | N/A | N/A | N/A | N/A | -51.0976 | -61.7571 | N/A | 10939.05 | 1.4182 | 0.91288 | 23.04% | 4579.75 | 602.664 | 2057.4461 | 3.9619 | 105694.2 | 6145.85
HPSH_9.5HSPF2_17SEER2 | New HPSH 9.5 HSPF2, 17 SEER2 |  | High Efficiency HPSH | PGE | PGE | CZ02 | Pre1978 | CARE | Mixed-fuel | Mixed-fuel | -2691.21 | 335.532 | 4049.8042 | 6747.8627 | 11200.8373 | -48.7933 | 9.8796 | N/A | 3429.1154 | 14542.483 | 0.50818 | 2.1551 | 4766.7629 | 15950.4992 | 0.70641 | 2.3638 | N/A | N/A | N/A | N/A | -82.9992 | 409.9166 | N/A | 17948.7 | 2.6599 | 1.5078 | 41.04% | 4228.97 | 557.892 | 1856.2983 | 3.6742 | 95704.2 | 6920.18
MSHP | Ducted MSHP 9.5 HSPF2, 16.5 SEER2 |  | High Eff MSHP | PGE | PGE | CZ02 | Pre1978 | CARE | Mixed-fuel | Mixed-fuel | -2694.11 | 335.532 | 1431.3643 | 3090.6078 | 14841.4422 | -49.7892 | 8.8323 | N/A | 3406.4113 | 14518.5845 | 1.1022 | 4.6976 | 4742.8865 | 15925.3667 | 1.5346 | 5.1528 | N/A | N/A | N/A | N/A | -28.7485 | 162.0603 | N/A | 17932.05 | 5.8021 | 1.5076 | 41.03% | 4228.97 | 557.892 | 1856.2983 | 3.6742 | 95704.2 | 6923.08
PV_3kW | 3kW PV |  | 3kW PV | PGE | PGE | CZ02 | Pre1978 | CARE | Mixed-fuel | Mixed-fuel | 4548.471 | 0 | 9608.1502 | 11574.2633 | -2783.0633 | 567.7686 | N/A | 437.9522 | 12944.2122 | 13625.1592 | 1.1184 | 1.1772 | N/A | N/A | N/A | N/A | 9984.608 | 10509.8612 | 0.86266 | 0.90804 | 16.9227 | N/A | 21.9388 | 8791.2 | 0.75955 | 0.10956 | 2.729% | 4579.75 | 611.803 | 2075.0099 | 4.0153 | 106793.1 | 31.279
AE | All Electric |  | All Electric | PGE | PGE | CZ02 | Pre1978 | CARE | All Electric | Mixed-fuel | -5583.75 | 611.803 | 6378.1896 | 9402.1509 | 23398.3491 | -411.6311 | -162.918 | N/A | -1782.3357 | 16424.9319 | 0 | 1.7469 | 3887.9235 | 22393.4824 | 0.41351 | 2.3817 | N/A | N/A | N/A | N/A | -15.4949 | -39.1497 | N/A | 32800.5 | 3.4886 | 2.8172 | 70.16% | 4579.75 | 611.803 | 2075.0099 | 4.0153 | 106793.1 | 10163.5
VCHP_base | Base VCHP |  | Base VCHP | PGE | PGE | CZ02 | Pre1978 | CARE | Mixed-fuel | Mixed-fuel | -2487.14 | 304.034 | 11081.0734 | 17976.4839 | -11.1339 | -58.7622 | -37.5489 | N/A | 2741.976 | 12712.1471 | 0.15253 | 0.70715 | 3225.6056 | 13221.2188 | 0.17943 | 0.73547 | N/A | N/A | N/A | N/A | -188.5749 | -295.1107 | N/A | 17965.35 | 0.99938 | 1.3656 | 39.72% | 3833.29 | 526.394 | 1684.1638 | 3.4379 | 91042.2 | 6320.43
VCHP_Fujitsu48 | Fujitsu 48 VCHP |  | Fujitsu 48 VCHP | PGE | PGE | CZ02 | Pre1978 | CARE | Mixed-fuel | Mixed-fuel | -765.27 | 304.034 | 14838.0577 | 24144.9334 | 7473.4166 | 394.8466 | 313.3148 | N/A | 13083.528 | 23597.7298 | 0.54187 | 0.97734 | 11224.7345 | 21641.1522 | 0.46489 | 0.8963 | N/A | N/A | N/A | N/A | 37.5793 | 47.3583 | N/A | 31618.35 | 1.3095 | 1.6339 | 47.52% | 3833.29 | 526.394 | 1684.1638 | 3.4379 | 91042.2 | 4598.56
HPWH_PV | HPWH + 3kW PV |  | 240V Fed. Min. HPWH + 3kW PV | PGE | PGE | CZ02 | Pre1978 | CARE | Mixed-fuel | Mixed-fuel | 2962.88 | 171.969 | 13940.1604 | 18127.9956 | 2251.6044 | 554.1756 | N/A | 476.0584 | 14913.6429 | 21185.3028 | 0.82269 | 1.1687 | N/A | N/A | N/A | N/A | 13132.6945 | 19310.6653 | 0.72444 | 1.0652 | 25.1548 | N/A | 29.2825 | 20379.6 | 1.1242 | 0.95945 | 24.22% | 4579.75 | 602.664 | 2057.4461 | 3.9619 | 105694.2 | 1616.87
HPSH_PV | HPSH + 3kW PV |  | HPSH + 3kW PV | PGE | PGE | CZ02 | Pre1978 | CARE | Mixed-fuel | Mixed-fuel | 1247.3 | 335.532 | 10704.3296 | 13472.6819 | 8771.7181 | 371.7524 | N/A | 411.2533 | 13016.8818 | 24634.6263 | 0.96617 | 1.8285 | N/A | N/A | N/A | N/A | 13917.4383 | 25582.5577 | 1.033 | 1.8988 | 28.7942 | N/A | 26.0286 | 22244.4 | 1.6511 | 1.5203 | 41.38% | 4228.97 | 557.892 | 1856.2983 | 3.6742 | 95704.2 | 2981.67
HPSH_RCV_300CFM | New HPSH |  | Heat Pump Space Heater | PGE | PGE | CZ03 | Pre1978 | CARE | Mixed-fuel | Mixed-fuel | -2213.66 | 253.301 | 944.4874 | 1340.6188 | 9903.6812 | -53.8894 | -10.6753 | N/A | 2189.0817 | 10531.7269 | 1.6329 | 7.8559 | 3174.2928 | 11568.7663 | 2.3678 | 8.6294 | N/A | N/A | N/A | N/A | -17.5264 | -88.4741 | N/A | 11244.3 | 8.3874 | 1.0918 | 34.66% | 3795.78 | 473.808 | 1614.1669 | 3.1503 | 83272.2 | 6009.44
DFHP_RCV_300CFM_35F | DFHP, Existing Furnace 35F |  | Dual Fuel Heat Pump (existing furnace) | PGE | PGE | CZ03 | Pre1978 | CARE | Mixed-fuel | Mixed-fuel | -1897.86 | 243.909 | 2041.2301 | 541.5984 | 9553.8516 | 15.7588 | 36.8806 | N/A | 3673.0612 | 11843.6834 | 6.7819 | 21.868 | 4154.604 | 12350.5584 | 7.671 | 22.8039 | N/A | N/A | N/A | N/A | 129.5296 | 55.347 | N/A | 10095.45 | 18.6401 | 1.1011 | 34.54% | 3795.78 | 480.303 | 1627.1033 | 3.1883 | 81868.05 | 5693.64
RaisedFloorInsulation_R19 | Raised Floor Insulation: R-19 |  | Raised Floor Insulation: R-19 | PGE | PGE | CZ03 | Pre1978 | CARE | Mixed-fuel | Mixed-fuel | -67.29 | 94.844 | 3632.776 | 3632.776 | 7955.624 | 163.564 | N/A | N/A | 5100.7496 | 8671.3524 | 1.4041 | 2.387 | N/A | N/A | N/A | N/A | N/A | N/A | N/A | N/A | 22.2101 | N/A | N/A | 11588.4 | 3.19 | 0.55944 | 15.05% | 3983.95 | 567.411 | 1854.6845 | 3.7175 | 98035.2 | 4051.24
RaisedFloorInsulation_R30 | Raised Floor Insulation: R-30vs0 |  | Raised Floor Insulation: R-30vsR0 | PGE | PGE | CZ03 | Pre1978 | CARE | Mixed-fuel | Mixed-fuel | -84.06 | 107.758 | 4112.6252 | 4112.6252 | 9007.5748 | 183.5708 | N/A | N/A | 5744.0739 | 9799.175 | 1.3967 | 2.3827 | N/A | N/A | N/A | N/A | N/A | N/A | N/A | N/A | 22.4035 | N/A | N/A | 13120.2 | 3.1902 | 0.63547 | 17.09% | 3983.95 | 567.411 | 1854.6845 | 3.7175 | 98035.2 | 4068.01
WallInsulation_R13 | Wall Insulation: R-13 |  | Wall Insulation: R-13 | PGE | PGE | CZ03 | Pre1978 | CARE | Mixed-fuel | Mixed-fuel | 55.47 | 48.119 | 2950.4997 | 2950.4997 | 3476.4003 | 110.6521 | N/A | N/A | 3221.88 | 5074.5568 | 1.092 | 1.7199 | N/A | N/A | N/A | N/A | N/A | N/A | N/A | N/A | 26.6647 | N/A | N/A | 6426.9 | 2.1782 | 0.2889 | 8.519% | 3859.86 | 513.573 | 1711.8616 | 3.3911 | 90426.15 | 3804.39
AtticInsulation_R38_infil | Attic Insulation: R-38 |  | Attic Insulation: R-38 | PGE | PGE | CZ03 | Pre1978 | CARE | Mixed-fuel | Mixed-fuel | 74.79 | 37.001 | 6762.2571 | 6762.2571 | -1567.4571 | 95.7686 | N/A | N/A | 2725.6235 | 4174.3931 | 0.40306 | 0.61731 | N/A | N/A | N/A | N/A | N/A | N/A | N/A | N/A | 70.6104 | N/A | N/A | 5194.8 | 0.76821 | 0.22475 | 6.628% | 3859.86 | 513.573 | 1711.8616 | 3.3911 | 90426.15 | 3785.07
AtticInsulation_R49_infil | Attic Insulation: R-49 |  | Attic Insulation: R-49 | PGE | PGE | CZ03 | Pre1978 | CARE | Mixed-fuel | Mixed-fuel | 83 | 40.402 | 7446.0183 | 7446.0183 | -1768.3683 | 104.9248 | N/A | N/A | 2984.1468 | 4566.3456 | 0.40077 | 0.61326 | N/A | N/A | N/A | N/A | N/A | N/A | N/A | N/A | 70.9653 | N/A | N/A | 5677.65 | 0.76251 | 0.24574 | 7.247% | 3859.86 | 513.573 | 1711.8616 | 3.3911 | 90426.15 | 3776.86
Windows_0.28UFactor0.35SHGC | New Windows: 0.28 U-factor, 0.35 SHGC |  | Window Upgrade: 0.28 vs 0.30 U-factor | PGE | PGE | CZ03 | Pre1978 | CARE | Mixed-fuel | Mixed-fuel | 97.22 | 32.88 | 11871.2871 | 11871.2871 | -6992.8371 | 94.4842 | N/A | N/A | 2636.2598 | 3935.6929 | 0.22207 | 0.33153 | N/A | N/A | N/A | N/A | N/A | N/A | N/A | N/A | 125.6431 | N/A | N/A | 4878.45 | 0.41095 | 0.20431 | 6.025% | 3859.86 | 513.573 | 1711.8616 | 3.3911 | 90426.15 | 3762.64
Roof_RB | Roofing: Radiant Barrier |  | Radiant Barrier (at roof replacement) | PGE | PGE | CZ03 | Pre1978 | CARE | Mixed-fuel | Mixed-fuel | 39.86 | 13.545 | 892.9455 | 892.9455 | 1088.4045 | 38.6957 | N/A | N/A | 1080.3717 | 1614.2707 | 1.2099 | 1.8078 | N/A | N/A | N/A | N/A | N/A | N/A | N/A | N/A | 23.0761 | N/A | N/A | 1981.35 | 2.2189 | 0.08339 | 2.459% | 3859.86 | 513.573 | 1711.8616 | 3.3911 | 90426.15 | 3820
Roof_0.20Ref | Roofing: Steep Sloped, 0.20 Ref. |  | 0.20 Solar Reflectance Cool Roof (at roof replacement) | PGE | PGE | CZ03 | Pre1978 | CARE | Mixed-fuel | Mixed-fuel | 15.84 | -10.539 | 892.9455 | 1203.407 | -2418.857 | -15.5281 | N/A | N/A | -505.6056 | -897.1293 | 0 | 0 | N/A | N/A | N/A | N/A | N/A | N/A | N/A | N/A | -57.505 | N/A | N/A | -1215.45 | 0 | -0.06078 | -1.792% | 3859.86 | 513.573 | 1711.8616 | 3.3911 | 90426.15 | 3844.02
Roof_0.25Ref | Roofing: Steep Sloped, 0.25 Ref. |  | 0.25 Solar Reflectance Cool Roof (at roof replacement) | PGE | PGE | CZ03 | Pre1978 | CARE | Mixed-fuel | Mixed-fuel | 21.34 | -15.982 | 1785.8911 | 2406.8139 | -4254.9639 | -24.3551 | N/A | N/A | -785.1334 | -1379.8249 | 0 | 0 | N/A | N/A | N/A | N/A | N/A | N/A | N/A | N/A | -73.3272 | N/A | N/A | -1848.15 | 0 | -0.09238 | -2.724% | 3859.86 | 513.573 | 1711.8616 | 3.3911 | 90426.15 | 3838.52
Ducts_R6 | New Ducts: R-6 |  | New Ducts: R-6 | PGE | PGE | CZ03 | Pre1978 | CARE | Mixed-fuel | Mixed-fuel | 135.24 | 52.265 | 4808.3746 | 4808.3746 | 2850.6254 | 141.2423 | N/A | N/A | 3983.6148 | 6031.2211 | 0.82847 | 1.2543 | N/A | N/A | N/A | N/A | N/A | N/A | N/A | N/A | 34.0435 | N/A | N/A | 7659 | 1.5928 | 0.32551 | 9.599% | 3859.86 | 513.573 | 1711.8616 | 3.3911 | 90426.15 | 3724.62
Ducts_R8 | New Ducts: R-8 |  | New Ducts: R-8 | PGE | PGE | CZ03 | Pre1978 | CARE | Mixed-fuel | Mixed-fuel | 139.84 | 55.155 | 6311.1144 | 6311.1144 | 1747.4856 | 148.2619 | N/A | N/A | 4185.8644 | 6345.7318 | 0.66325 | 1.0055 | N/A | N/A | N/A | N/A | N/A | N/A | N/A | N/A | 42.5673 | N/A | N/A | 8058.6 | 1.2769 | 0.3431 | 10.12% | 3859.86 | 513.573 | 1711.8616 | 3.3911 | 90426.15 | 3720.02
DuctSealing_10% | Duct Sealing: 10% |  | Duct Sealing: 10% | PGE | PGE | CZ03 | Pre1978 | CARE | Mixed-fuel | Mixed-fuel | 47.44 | 33.27 | 2589.5542 | 2589.5542 | 1955.8958 | 79.3848 | N/A | N/A | 2295.8429 | 3586.5767 | 0.88658 | 1.385 | N/A | N/A | N/A | N/A | N/A | N/A | N/A | N/A | 32.6203 | N/A | N/A | 4545.45 | 1.7553 | 0.20142 | 5.94% | 3859.86 | 513.573 | 1711.8616 | 3.3911 | 90426.15 | 3812.42
HPWH | HPWH |  | 240V Fed. Min. HPWH | PGE | PGE | CZ03 | Pre1978 | CARE | Mixed-fuel | Mixed-fuel | -1361.3 | 169.874 | 4332.0102 | 6553.7323 | 4352.0177 | -81.4359 | -35.5218 | N/A | 338.6874 | 5641.3155 | 0.051679 | 0.86078 | 1385.4547 | 6743.1493 | 0.2114 | 1.0289 | N/A | N/A | N/A | N/A | -53.1954 | -121.9536 | N/A | 10905.75 | 1.6641 | 0.86697 | 25.97% | 3859.86 | 504.461 | 1694.984 | 3.3378 | 89327.25 | 5221.16
HPWH_HighEfficiency | High Efficiency HPWH |  | 240V Market Std. NEEA HPWH | PGE | PGE | CZ03 | Pre1978 | CARE | Mixed-fuel | Mixed-fuel | -1047.99 | 170.107 | 5192.8306 | 7967.0806 | 5286.3194 | 6.6773 | 33.6817 | N/A | 2350.7973 | 7767.1494 | 0.29506 | 0.97491 | 2966.4551 | 8415.1946 | 0.37234 | 1.0562 | N/A | N/A | N/A | N/A | 777.6832 | 154.1735 | N/A | 13253.4 | 1.6635 | 0.90416 | 27.09% | 3859.86 | 504.461 | 1694.984 | 3.3378 | 89327.25 | 4907.85
HPWH_HighEfficiency_DR | High Efficiency HPWH with Demand Response |  | 240V Market Std. NEEA HPWH + DR | PGE | PGE | CZ03 | Pre1978 | CARE | Mixed-fuel | Mixed-fuel | -971.37 | 170.137 | 5192.8306 | 7967.0806 | 6301.9694 | 29.1966 | 54.8831 | N/A | 2864.6215 | 8309.0173 | 0.35956 | 1.0429 | 3450.2339 | 8925.4366 | 0.43306 | 1.1203 | N/A | N/A | N/A | N/A | 177.8575 | 94.6161 | N/A | 14269.05 | 1.791 | 0.92054 | 27.58% | 3859.86 | 504.461 | 1694.984 | 3.3378 | 89327.25 | 4831.23
HPWH_120V | 120V HPWH |  | 120V Market Std. NEEA HPWH | PGE | PGE | CZ03 | Pre1978 | CARE | Mixed-fuel | Mixed-fuel | -935.44 | 171.595 | 2892.8863 | 4272.7328 | 10279.3672 | 42.2263 | 64.9137 | N/A | 3182.4643 | 8693.6215 | 0.74483 | 2.0347 | 3699.702 | 9238.0692 | 0.86589 | 2.1621 | N/A | N/A | N/A | N/A | 68.5092 | 44.5651 | N/A | 14552.1 | 3.4058 | 0.92636 | 27.75% | 3859.86 | 504.461 | 1694.984 | 3.3378 | 89327.25 | 4795.3
HPWH_TankOutside | HPWH in Exterior Closet |  | 240V Fed. Min. HPWH, Exterior Closet | PGE | PGE | CZ03 | Pre1978 | CARE | Mixed-fuel | Mixed-fuel | -1381.99 | 168.246 | 4751.0613 | 6972.7834 | 3566.6666 | -90.3911 | -43.3137 | N/A | 111.6006 | 5347.1014 | 0.016005 | 0.76685 | 1184.8886 | 6476.8512 | 0.16993 | 0.92888 | N/A | N/A | N/A | N/A | -52.5612 | -109.6895 | N/A | 10539.45 | 1.5115 | 0.85398 | 25.59% | 3859.86 | 504.461 | 1694.984 | 3.3378 | 89327.25 | 5241.85
HPWH_TankInside_NotDucted | HPWH in interior closet, not ducted |  | 240V Fed. Min. HPWH, Interior Closet, Not Ducted | PGE | PGE | CZ03 | Pre1978 | CARE | Mixed-fuel | Mixed-fuel | -1145.86 | 130.925 | 4412.5691 | 6634.2911 | 1157.9089 | -95.6459 | -62.988 | N/A | -527.2761 | 3425.0278 | 0 | 0.51626 | 217.2728 | 4208.7447 | 0.03275 | 0.63439 | N/A | N/A | N/A | N/A | -46.1344 | -70.0542 | N/A | 7792.2 | 1.1745 | 0.6689 | 20.04% | 3859.86 | 504.461 | 1694.984 | 3.3378 | 89327.25 | 5005.72
HPWH_TankInside_Ducted | HPWH in interior closet, ducted outside |  | 240V Fed. Min. HPWH, Interior Closet, Ducted | PGE | PGE | CZ03 | Pre1978 | CARE | Mixed-fuel | Mixed-fuel | -1326.94 | 179.18 | 5491.8272 | 7713.5493 | 4624.1007 | -54.7747 | -11.6409 | N/A | 1075.7992 | 6728.4269 | 0.13947 | 0.87229 | 2059.1807 | 7763.5405 | 0.26696 | 1.0065 | N/A | N/A | N/A | N/A | -100.262 | -471.7683 | N/A | 12337.65 | 1.5995 | 0.92721 | 27.78% | 3859.86 | 504.461 | 1694.984 | 3.3378 | 89327.25 | 5186.8
HPSH_9.5HSPF2_17SEER2 | New HPSH 9.5 HSPF2, 17 SEER2 |  | High Efficiency HPSH | PGE | PGE | CZ03 | Pre1978 | CARE | Mixed-fuel | Mixed-fuel | -1789.69 | 253.301 | 3852.2557 | 6114.7729 | 8725.9271 | 58.9446 | 73.2218 | N/A | 4761.5145 | 13239.4858 | 0.77869 | 2.1652 | 5087.013 | 13582.1077 | 0.83192 | 2.2212 | N/A | N/A | N/A | N/A | 65.3538 | 52.6107 | N/A | 14840.7 | 2.427 | 1.1632 | 36.92% | 3795.78 | 473.808 | 1614.1669 | 3.1503 | 83272.2 | 5585.47
MSHP | Ducted MSHP 9.5 HSPF2, 16.5 SEER2 |  | High Eff MSHP | PGE | PGE | CZ03 | Pre1978 | CARE | Mixed-fuel | Mixed-fuel | -1779.01 | 253.301 | 1447.5536 | 2808.4461 | 12115.5039 | 61.6639 | 75.0372 | N/A | 4823.5101 | 13304.7428 | 1.7175 | 4.7374 | 5128.4007 | 13625.6726 | 1.8261 | 4.8517 | N/A | N/A | N/A | N/A | 23.4749 | 19.2911 | N/A | 14923.95 | 5.314 | 1.1656 | 37% | 3795.78 | 473.808 | 1614.1669 | 3.1503 | 83272.2 | 5574.79
PV_3kW | 3kW PV |  | 3kW PV | PGE | PGE | CZ03 | Pre1978 | CARE | Mixed-fuel | Mixed-fuel | 3859.8607 | 0 | 9608.1502 | 11574.2633 | -3582.2633 | 509.3153 | N/A | 410.0178 | 11611.571 | 12222.4127 | 1.0032 | 1.056 | N/A | N/A | N/A | N/A | 9347.7486 | 9839.499 | 0.80763 | 0.85012 | 18.8648 | N/A | 23.4335 | 7992 | 0.6905 | 0.09835 | 2.9% | 3859.86 | 513.573 | 1711.8616 | 3.3911 | 90426.15 | -0.00071895
AE | All Electric |  | All Electric | PGE | PGE | CZ03 | Pre1978 | CARE | All Electric | Mixed-fuel | -4565.62 | 513.573 | 6226.4976 | 8844.3511 | 19643.7989 | -326.0022 | -146.4661 | N/A | -1215.6221 | 13686.1235 | 0 | 1.5474 | 2877.5117 | 17994.5819 | 0.32535 | 2.0346 | N/A | N/A | N/A | N/A | -19.0996 | -42.5115 | N/A | 28488.15 | 3.2211 | 2.416 | 71.24% | 3859.86 | 513.573 | 1711.8616 | 3.3911 | 90426.15 | 8425.48
VCHP_base | Base VCHP |  | Base VCHP | PGE | PGE | CZ03 | Pre1978 | CARE | Mixed-fuel | Mixed-fuel | -1642.47 | 224.605 | 6685.4318 | 10658.1642 | 3577.5858 | 39.3557 | 27.1166 | N/A | 3896.1878 | 11320.6082 | 0.36556 | 1.0622 | 3617.1562 | 11026.8978 | 0.33938 | 1.0346 | N/A | N/A | N/A | N/A | 169.8718 | 246.5435 | N/A | 14235.75 | 1.3357 | 1.0293 | 34.96% | 3542.68 | 445.112 | 1488.8971 | 2.9439 | 79254 | 5185.15
VCHP_Fujitsu48 | Fujitsu 48 VCHP |  | Fujitsu 48 VCHP | PGE | PGE | CZ03 | Pre1978 | CARE | Mixed-fuel | Mixed-fuel | -586.88 | 224.605 | 10096.5791 | 16258.7971 | 7001.2529 | 314.7525 | 235.7164 | N/A | 10174.791 | 17929.5054 | 0.6258 | 1.1028 | 8372.8956 | 16032.819 | 0.51498 | 0.9861 | N/A | N/A | N/A | N/A | 32.0778 | 42.8336 | N/A | 23260.05 | 1.4306 | 1.2125 | 41.19% | 3542.68 | 445.112 | 1488.8971 | 2.9439 | 79254 | 4129.56
HPWH_PV | HPWH + 3kW PV |  | 240V Fed. Min. HPWH + 3kW PV | PGE | PGE | CZ03 | Pre1978 | CARE | Mixed-fuel | Mixed-fuel | 3379.069 | 169.874 | 13940.1604 | 18127.9956 | 3517.0044 | 601.8863 | N/A | 545.2138 | 15917.3357 | 22039.4987 | 0.87805 | 1.2158 | N/A | N/A | N/A | N/A | 14625.2936 | 20679.4871 | 0.80678 | 1.1407 | 23.1608 | N/A | 25.5682 | 21645 | 1.194 | 0.98777 | 29.59% | 3859.86 | 504.461 | 1694.984 | 3.3378 | 89327.25 | 480.791
HPSH_PV | HPSH + 3kW PV |  | HPSH + 3kW PV | PGE | PGE | CZ03 | Pre1978 | CARE | Mixed-fuel | Mixed-fuel | 2526.71 | 253.301 | 10552.6375 | 12914.8821 | 7170.5679 | 515.3127 | N/A | 508.1289 | 15165.9739 | 24191.2853 | 1.1743 | 1.8731 | N/A | N/A | N/A | N/A | 15002.1947 | 24018.8903 | 1.1616 | 1.8598 | 20.4781 | N/A | 20.7676 | 20085.45 | 1.5552 | 1.2127 | 38.49% | 3795.78 | 473.808 | 1614.1669 | 3.1503 | 83272.2 | 1269.07
HPSH_RCV_300CFM | New HPSH |  | Heat Pump Space Heater | PGE | PGE | CZ04 | Pre1978 | CARE | Mixed-fuel | Mixed-fuel | -3036.27 | 313.439 | 1096.1794 | 1898.4186 | 10905.4314 | -175.1482 | -69.979 | N/A | 241.3203 | 10447.6838 | 0.12712 | 5.5034 | 2639.0093 | 12971.5064 | 1.3901 | 6.8328 | N/A | N/A | N/A | N/A | -6.2586 | -15.6644 | N/A | 12803.85 | 6.7445 | 1.3005 | 36.54% | 5553.85 | 529.443 | 2235.0853 | 3.5594 | 100998.9 | 8590.12
DFHP_RCV_300CFM_35F | DFHP, Existing Furnace 35F |  | Dual Fuel Heat Pump (existing furnace) | PGE | PGE | CZ04 | Pre1978 | CARE | Mixed-fuel | Mixed-fuel | -1860.56 | 216.707 | 1987.2433 | 810.8035 | 9051.5465 | -28.897 | -4.5822 | N/A | 2372.0043 | 9792.9659 | 2.9255 | 12.0781 | 2926.3449 | 10376.4683 | 3.6092 | 12.7978 | N/A | N/A | N/A | N/A | -68.7698 | -433.6922 | N/A | 9862.35 | 12.1637 | 0.94434 | 26.19% | 5553.85 | 537.48 | 2251.1379 | 3.6064 | 99256.2 | 7414.41
RaisedFloorInsulation_R19 | Raised Floor Insulation: R-19 |  | Raised Floor Insulation: R-19 | PGE | PGE | CZ04 | Pre1978 | CARE | Mixed-fuel | Mixed-fuel | -313.84 | 90.631 | 3632.776 | 3632.776 | 6107.474 | 81.5763 | N/A | N/A | 3174.6042 | 6506.7637 | 0.87388 | 1.7911 | N/A | N/A | N/A | N/A | N/A | N/A | N/A | N/A | 44.5323 | N/A | N/A | 9740.25 | 2.6812 | 0.52956 | 12.48% | 7441.16 | 631.288 | 3040.6017 | 4.243 | 127905.3 | 7755
RaisedFloorInsulation_R30 | Raised Floor Insulation: R-30vs0 |  | Raised Floor Insulation: R-30vsR0 | PGE | PGE | CZ04 | Pre1978 | CARE | Mixed-fuel | Mixed-fuel | -369.81 | 104.144 | 4112.6252 | 4112.6252 | 7042.8748 | 91.1365 | N/A | N/A | 3589.1197 | 7416.2656 | 0.87271 | 1.8033 | N/A | N/A | N/A | N/A | N/A | N/A | N/A | N/A | 45.126 | N/A | N/A | 11155.5 | 2.7125 | 0.60835 | 14.34% | 7441.16 | 631.288 | 3040.6017 | 4.243 | 127905.3 | 7810.97
WallInsulation_R13 | Wall Insulation: R-13 |  | Wall Insulation: R-13 | PGE | PGE | CZ04 | Pre1978 | CARE | Mixed-fuel | Mixed-fuel | 218.2 | 57.317 | 2950.4997 | 2950.4997 | 5707.5003 | 182.1372 | N/A | N/A | 4988.3584 | 7263.1245 | 1.6907 | 2.4617 | N/A | N/A | N/A | N/A | N/A | N/A | N/A | N/A | 16.1993 | N/A | N/A | 8658 | 2.9344 | 0.35118 | 8.977% | 6721.43 | 580.655 | 2714.8363 | 3.9119 | 116799.75 | 6503.23
AtticInsulation_R38_infil | Attic Insulation: R-38 |  | Attic Insulation: R-38 | PGE | PGE | CZ04 | Pre1978 | CARE | Mixed-fuel | Mixed-fuel | 759.95 | 40.969 | 6762.2571 | 6762.2571 | 2894.7429 | 322.0101 | N/A | N/A | 7944.452 | 9814.3396 | 1.1748 | 1.4513 | N/A | N/A | N/A | N/A | N/A | N/A | N/A | N/A | 21.0001 | N/A | N/A | 9657 | 1.4281 | 0.27033 | 6.91% | 6721.43 | 580.655 | 2714.8363 | 3.9119 | 116799.75 | 5961.48
AtticInsulation_R49_infil | Attic Insulation: R-49 |  | Attic Insulation: R-49 | PGE | PGE | CZ04 | Pre1978 | CARE | Mixed-fuel | Mixed-fuel | 846.89 | 44.549 | 7446.0183 | 7446.0183 | 3143.3817 | 357.0838 | N/A | N/A | 8796.7567 | 10838.3004 | 1.1814 | 1.4556 | N/A | N/A | N/A | N/A | N/A | N/A | N/A | N/A | 20.8523 | N/A | N/A | 10589.4 | 1.4222 | 0.29513 | 7.544% | 6721.43 | 580.655 | 2714.8363 | 3.9119 | 116799.75 | 5874.54
Windows_0.28UFactor0.23SHGC | New Windows: 0.28 U-factor, 0.23 SHGC |  | Window Upgrade: 0.28 vs 0.30 U-factor | PGE | PGE | CZ04 | Pre1978 | CARE | Mixed-fuel | Mixed-fuel | 1171.32 | 21.384 | 11462.7824 | 11462.7824 | -2371.8824 | 415.6254 | N/A | N/A | 9793.2784 | 11073.2471 | 0.85435 | 0.96602 | N/A | N/A | N/A | N/A | N/A | N/A | N/A | N/A | 27.5796 | N/A | N/A | 9090.9 | 0.79308 | 0.17041 | 4.356% | 6721.43 | 580.655 | 2714.8363 | 3.9119 | 116799.75 | 5550.11
Roof_RB | Roofing: Radiant Barrier |  | Radiant Barrier (at roof replacement) | PGE | PGE | CZ04 | Pre1978 | CARE | Mixed-fuel | Mixed-fuel | 519.03 | 14.519 | 892.9455 | 892.9455 | 3685.8045 | 191.8115 | N/A | N/A | 4586.5027 | 5341.7675 | 5.1364 | 5.9822 | N/A | N/A | N/A | N/A | N/A | N/A | N/A | N/A | 4.6553 | N/A | N/A | 4578.75 | 5.1277 | 0.10197 | 2.607% | 6721.43 | 580.655 | 2714.8363 | 3.9119 | 116799.75 | 6202.4
Roof_0.20Ref | Roofing: Steep Sloped, 0.20 Ref. |  | 0.20 Solar Reflectance Cool Roof (at roof replacement) | PGE | PGE | CZ04 | Pre1978 | CARE | Mixed-fuel | Mixed-fuel | 351.9 | -14.007 | 892.9455 | 1203.407 | -986.957 | 83.5961 | N/A | N/A | 1703.5003 | 1305.9743 | 1.4156 | 1.0852 | N/A | N/A | N/A | N/A | N/A | N/A | N/A | N/A | 10.6817 | N/A | N/A | 216.45 | 0.17986 | -0.07068 | -1.807% | 6721.43 | 580.655 | 2714.8363 | 3.9119 | 116799.75 | 6369.53
Roof_0.25Ref | Roofing: Steep Sloped, 0.25 Ref. vs. 0.20 Ref |  | Roofing Upgrade: 0.25 vs. 0.20 Solar Reflectance (at roof replacement) | PGE | PGE | CZ04 | Pre1978 | CARE | Mixed-fuel | Mixed-fuel | 527.64 | -21.262 | 1785.8911 | 2406.8139 | -2123.7639 | 125.3813 | N/A | N/A | 2551.3507 | 1946.1774 | 1.0601 | 0.80861 | N/A | N/A | N/A | N/A | N/A | N/A | N/A | N/A | 14.2437 | N/A | N/A | 283.05 | 0.1176 | -0.10783 | -2.756% | 6721.43 | 580.655 | 2714.8363 | 3.9119 | 116799.75 | 6193.79
Ducts_R6 | New Ducts: R-6 |  | New Ducts: R-6 | PGE | PGE | CZ04 | Pre1978 | CARE | Mixed-fuel | Mixed-fuel | 1004.5 | 67.805 | 4808.3746 | 4808.3746 | 9843.6254 | 451.6768 | N/A | N/A | 11290.9402 | 14276.4427 | 2.3482 | 2.9691 | N/A | N/A | N/A | N/A | N/A | N/A | N/A | N/A | 10.6456 | N/A | N/A | 14652 | 3.0472 | 0.45166 | 11.55% | 6721.43 | 580.655 | 2714.8363 | 3.9119 | 116799.75 | 5716.93
Ducts_R8 | New Ducts: R-8 |  | New Ducts: R-8 | PGE | PGE | CZ04 | Pre1978 | CARE | Mixed-fuel | Mixed-fuel | 1042.27 | 71.567 | 6311.1144 | 6311.1144 | 9056.8356 | 471.1278 | N/A | N/A | 11789.5228 | 14933.9772 | 1.8681 | 2.3663 | N/A | N/A | N/A | N/A | N/A | N/A | N/A | N/A | 13.3958 | N/A | N/A | 15367.95 | 2.4351 | 0.47544 | 12.15% | 6721.43 | 580.655 | 2714.8363 | 3.9119 | 116799.75 | 5679.16
DuctSealing_10% | Duct Sealing: 10% |  | Duct Sealing: 10% | PGE | PGE | CZ04 | Pre1978 | CARE | Mixed-fuel | Mixed-fuel | 481.43 | 43.175 | 2589.5542 | 2589.5542 | 5652.1958 | 238.6394 | N/A | N/A | 6073.1632 | 7915.456 | 2.3453 | 3.0567 | N/A | N/A | N/A | N/A | N/A | N/A | N/A | N/A | 10.8513 | N/A | N/A | 8241.75 | 3.1827 | 0.27578 | 7.05% | 6721.43 | 580.655 | 2714.8363 | 3.9119 | 116799.75 | 6240
HPWH | HPWH |  | 240V Fed. Min. HPWH | PGE | PGE | CZ04 | Pre1978 | CARE | Mixed-fuel | Mixed-fuel | -1460.17 | 165.567 | 4332.0102 | 6553.7323 | 3336.3677 | -106.6917 | -60.3491 | N/A | -255.0473 | 4973.1552 | 0 | 0.75883 | 801.4904 | 6085.2734 | 0.1223 | 0.92852 | N/A | N/A | N/A | N/A | -40.6031 | -71.7825 | N/A | 9890.1 | 1.5091 | 0.82286 | 21.32% | 6721.43 | 571.609 | 2697.7454 | 3.859 | 115700.85 | 8181.6
HPWH_HighEfficiency | High Efficiency HPWH |  | 240V Market Std. NEEA HPWH | PGE | PGE | CZ04 | Pre1978 | CARE | Mixed-fuel | Mixed-fuel | -1136.49 | 165.806 | 5192.8306 | 7967.0806 | 4187.4194 | -16.918 | 8.5642 | N/A | 1795.0266 | 7139.2082 | 0.22531 | 0.89609 | 2375.9808 | 7750.7242 | 0.29822 | 0.97284 | N/A | N/A | N/A | N/A | -306.9403 | 606.3421 | N/A | 12154.5 | 1.5256 | 0.85866 | 22.25% | 6721.43 | 571.609 | 2697.7454 | 3.859 | 115700.85 | 7857.92
HPWH_HighEfficiency_DR | High Efficiency HPWH with Demand Response |  | 240V Market Std. NEEA HPWH + DR | PGE | PGE | CZ04 | Pre1978 | CARE | Mixed-fuel | Mixed-fuel | -922.44 | 165.889 | 5192.8306 | 7967.0806 | 5835.7694 | 43.8739 | 56.7587 | N/A | 3182.1526 | 8602.1139 | 0.39941 | 1.0797 | 3475.9044 | 8911.3189 | 0.43628 | 1.1185 | N/A | N/A | N/A | N/A | 118.358 | 91.4896 | N/A | 13802.85 | 1.7325 | 0.88942 | 23.05% | 6721.43 | 571.609 | 2697.7454 | 3.859 | 115700.85 | 7643.87
HPWH_120V | 120V HPWH |  | 120V Market Std. NEEA HPWH | PGE | PGE | CZ04 | Pre1978 | CARE | Mixed-fuel | Mixed-fuel | -895.54 | 166.49 | 2892.8863 | 4272.7328 | 9929.7172 | 50.5395 | 60.7029 | N/A | 3342.571 | 8791.3208 | 0.7823 | 2.0575 | 3574.2785 | 9035.2176 | 0.83653 | 2.1146 | N/A | N/A | N/A | N/A | 57.2401 | 47.6565 | N/A | 14202.45 | 3.324 | 0.90408 | 23.43% | 6721.43 | 571.609 | 2697.7454 | 3.859 | 115700.85 | 7616.97
HPWH_TankOutside | HPWH in Exterior Closet |  | 240V Fed. Min. HPWH, Exterior Closet | PGE | PGE | CZ04 | Pre1978 | CARE | Mixed-fuel | Mixed-fuel | -1485.29 | 163.809 | 4751.0613 | 6972.7834 | 2501.0666 | -116.7496 | -68.6229 | N/A | -509.1632 | 4645.939 | 0 | 0.6663 | 588.0476 | 5800.87 | 0.084335 | 0.83193 | N/A | N/A | N/A | N/A | -40.6945 | -69.2343 | N/A | 9473.85 | 1.3587 | 0.80831 | 20.95% | 6721.43 | 571.609 | 2697.7454 | 3.859 | 115700.85 | 8206.72
HPWH_TankInside_NotDucted | HPWH in interior closet, not ducted |  | 240V Fed. Min. HPWH, Interior Closet, Not Ducted | PGE | PGE | CZ04 | Pre1978 | CARE | Mixed-fuel | Mixed-fuel | -843.37 | 127.524 | 4412.5691 | 6634.2911 | 2822.9089 | -3.2891 | 10.1657 | N/A | 1561.2937 | 5582.501 | 0.23534 | 0.84146 | 1868.0405 | 5905.3846 | 0.28157 | 0.89013 | N/A | N/A | N/A | N/A | -1341.5873 | 434.065 | N/A | 9457.2 | 1.4255 | 0.66082 | 17.12% | 6721.43 | 571.609 | 2697.7454 | 3.859 | 115700.85 | 7564.8
HPWH_TankInside_Ducted | HPWH in interior closet, ducted outside |  | 240V Fed. Min. HPWH, Interior Closet, Ducted | PGE | PGE | CZ04 | Pre1978 | CARE | Mixed-fuel | Mixed-fuel | -1481.13 | 174.645 | 5491.8272 | 7713.5493 | 3192.2007 | -98.4065 | -53.7702 | N/A | 61.1389 | 5612.4204 | 0.0079262 | 0.72761 | 1078.7756 | 6683.5912 | 0.13985 | 0.86647 | N/A | N/A | N/A | N/A | -55.8076 | -102.1352 | N/A | 10905.75 | 1.4138 | 0.88078 | 22.82% | 6721.43 | 571.609 | 2697.7454 | 3.859 | 115700.85 | 8202.56
HPSH_9.5HSPF2_17SEER2 | New HPSH 9.5 HSPF2, 17 SEER2 |  | High Efficiency HPSH | PGE | PGE | CZ04 | Pre1978 | CARE | Mixed-fuel | Mixed-fuel | -2358.01 | 313.439 | 4049.8042 | 6747.8627 | 11383.9873 | 11.5665 | 79.0896 | N/A | 4498.1161 | 14928.4139 | 0.6666 | 2.2123 | 6037.5353 | 16548.8162 | 0.89473 | 2.4525 | N/A | N/A | N/A | N/A | 350.1327 | 51.2053 | N/A | 18131.85 | 2.6871 | 1.3997 | 39.32% | 5553.85 | 529.443 | 2235.0853 | 3.5594 | 100998.9 | 7911.86
MSHP | Ducted MSHP 9.5 HSPF2, 16.5 SEER2 |  | High Eff MSHP | PGE | PGE | CZ04 | Pre1978 | CARE | Mixed-fuel | Mixed-fuel | -2478.4 | 313.439 | 1431.3643 | 3090.6078 | 14341.9422 | -27.721 | 40.4876 | N/A | 3602.4249 | 13985.6038 | 1.1656 | 4.5252 | 5157.4708 | 15622.4549 | 1.6688 | 5.0548 | N/A | N/A | N/A | N/A | -51.6347 | 35.3532 | N/A | 17432.55 | 5.6405 | 1.3962 | 39.23% | 5553.85 | 529.443 | 2235.0853 | 3.5594 | 100998.9 | 8032.25
PV_3kW | 3kW PV |  | 3kW PV | PGE | PGE | CZ04 | Pre1978 | CARE | Mixed-fuel | Mixed-fuel | 5003.93 | 0 | 9608.1502 | 11574.2633 | -285.5633 | 698.0767 | N/A | 568.7867 | 15915.0288 | 16752.2595 | 1.375 | 1.4474 | N/A | N/A | N/A | N/A | 12967.4246 | 13649.5928 | 1.1204 | 1.1793 | 13.7637 | N/A | 16.8924 | 11288.7 | 0.97533 | 0.13259 | 3.389% | 6721.43 | 580.655 | 2714.8363 | 3.9119 | 116799.75 | 1717.5
AE | All Electric |  | All Electric | PGE | PGE | CZ04 | Pre1978 | CARE | All Electric | Mixed-fuel | -4371.07 | 580.655 | 6378.1896 | 9402.1509 | 28426.6491 | -87.0268 | 162.383 | N/A | 5187.2872 | 22724.0395 | 0.55171 | 2.4169 | 10873.4308 | 28709.31 | 1.1565 | 3.0535 | N/A | N/A | N/A | N/A | -73.29 | 39.2787 | N/A | 37828.8 | 4.0234 | 2.6916 | 68.81% | 6721.43 | 580.655 | 2714.8363 | 3.9119 | 116799.75 | 11092.5
VCHP_base | Base VCHP |  | Base VCHP | PGE | PGE | CZ04 | Pre1978 | CARE | Mixed-fuel | Mixed-fuel | -2204.21 | 274.584 | 11081.0734 | 17976.4839 | -1409.7339 | -35.7958 | -12.4593 | N/A | 2848.9691 | 11821.8634 | 0.15848 | 0.65763 | 3381.0047 | 12381.8874 | 0.18808 | 0.68878 | N/A | N/A | N/A | N/A | -309.5635 | -889.3846 | N/A | 16566.75 | 0.92158 | 1.2154 | 37.21% | 4768.24 | 490.588 | 1920.3539 | 3.266 | 92956.95 | 6972.45
VCHP_Fujitsu48 | Fujitsu 48 VCHP |  | Fujitsu 48 VCHP | PGE | PGE | CZ04 | Pre1978 | CARE | Mixed-fuel | Mixed-fuel | -476.44 | 274.584 | 14838.0577 | 24144.9334 | 6058.1666 | 429.8559 | 356.2989 | N/A | 13465.0804 | 22996.4489 | 0.55768 | 0.95243 | 11788.0987 | 21231.2474 | 0.48822 | 0.87933 | N/A | N/A | N/A | N/A | 34.5187 | 41.645 | N/A | 30203.1 | 1.2509 | 1.4706 | 45.03% | 4768.24 | 490.588 | 1920.3539 | 3.266 | 92956.95 | 5244.68
HPWH_PV | HPWH + 3kW PV |  | 240V Fed. Min. HPWH + 3kW PV | PGE | PGE | CZ04 | Pre1978 | CARE | Mixed-fuel | Mixed-fuel | 3543.76 | 165.567 | 13940.1604 | 18127.9956 | 5148.7044 | 701.6328 | N/A | 621.5659 | 18173.4553 | 24371.113 | 1.0025 | 1.3444 | N/A | N/A | N/A | N/A | 16348.0577 | 22449.688 | 0.90181 | 1.2384 | 19.8682 | N/A | 22.4275 | 23276.7 | 1.284 | 0.95545 | 24.76% | 6721.43 | 571.609 | 2697.7454 | 3.859 | 115700.85 | 3177.67
HPSH_PV | HPSH + 3kW PV |  | HPSH + 3kW PV | PGE | PGE | CZ04 | Pre1978 | CARE | Mixed-fuel | Mixed-fuel | 1967.67 | 313.439 | 10704.3296 | 13472.6819 | 10919.5681 | 526.6948 | N/A | 552.4814 | 16242.2147 | 27290.326 | 1.2056 | 2.0256 | N/A | N/A | N/A | N/A | 16830.1075 | 27909.1456 | 1.2492 | 2.0715 | 20.3236 | N/A | 19.375 | 24392.25 | 1.8105 | 1.4331 | 40.26% | 5553.85 | 529.443 | 2235.0853 | 3.5594 | 100998.9 | 3586.18
HPSH_RCV_300CFM | New HPSH |  | Heat Pump Space Heater | CPAU | CPAU | CZ04 | Pre1978 | CARE | Mixed-fuel | Mixed-fuel | -3036.27 | 313.439 | 1096.1794 | 1898.4186 | 10905.4314 | 0 | 0 | N/A | 0 | 0 | 0 | 0 | 0 | 0 | 0 | 0 | N/A | N/A | N/A | N/A | #DIV/0! | #DIV/0! | N/A | 12803.85 | 6.7445 | 1.3005 | 36.54% | 5553.85 | 529.443 | 0 | 3.5594 | 100998.9 | 8590.12
DFHP_RCV_300CFM_35F | DFHP, Existing Furnace 35F |  | Dual Fuel Heat Pump (existing furnace) | CPAU | CPAU | CZ04 | Pre1978 | CARE | Mixed-fuel | Mixed-fuel | -1860.56 | 216.707 | 1987.2433 | 810.8035 | 9051.5465 | 0 | 0 | N/A | 0 | 0 | 0 | 0 | 0 | 0 | 0 | 0 | N/A | N/A | N/A | N/A | #DIV/0! | #DIV/0! | N/A | 9862.35 | 12.1637 | 0.94434 | 26.19% | 5553.85 | 537.48 | 0 | 3.6064 | 99256.2 | 7414.41
RaisedFloorInsulation_R19 | Raised Floor Insulation: R-19 |  | Raised Floor Insulation: R-19 | CPAU | CPAU | CZ04 | Pre1978 | CARE | Mixed-fuel | Mixed-fuel | -313.84 | 90.631 | 3632.776 | 3632.776 | 6107.474 | 0 | N/A | N/A | 0 | 0 | 0 | 0 | N/A | N/A | N/A | N/A | N/A | N/A | N/A | N/A | #DIV/0! | N/A | N/A | 9740.25 | 2.6812 | 0.52956 | 12.48% | 7441.16 | 631.288 | 0 | 4.243 | 127905.3 | 7755
RaisedFloorInsulation_R30 | Raised Floor Insulation: R-30vs0 |  | Raised Floor Insulation: R-30vsR0 | CPAU | CPAU | CZ04 | Pre1978 | CARE | Mixed-fuel | Mixed-fuel | -369.81 | 104.144 | 4112.6252 | 4112.6252 | 7042.8748 | 0 | N/A | N/A | 0 | 0 | 0 | 0 | N/A | N/A | N/A | N/A | N/A | N/A | N/A | N/A | #DIV/0! | N/A | N/A | 11155.5 | 2.7125 | 0.60835 | 14.34% | 7441.16 | 631.288 | 0 | 4.243 | 127905.3 | 7810.97
WallInsulation_R13 | Wall Insulation: R-13 |  | Wall Insulation: R-13 | CPAU | CPAU | CZ04 | Pre1978 | CARE | Mixed-fuel | Mixed-fuel | 218.2 | 57.317 | 2950.4997 | 2950.4997 | 5707.5003 | 0 | N/A | N/A | 0 | 0 | 0 | 0 | N/A | N/A | N/A | N/A | N/A | N/A | N/A | N/A | #DIV/0! | N/A | N/A | 8658 | 2.9344 | 0.35118 | 8.977% | 6721.43 | 580.655 | 0 | 3.9119 | 116799.75 | 6503.23
AtticInsulation_R38_infil | Attic Insulation: R-38 |  | Attic Insulation: R-38 | CPAU | CPAU | CZ04 | Pre1978 | CARE | Mixed-fuel | Mixed-fuel | 759.95 | 40.969 | 6762.2571 | 6762.2571 | 2894.7429 | 0 | N/A | N/A | 0 | 0 | 0 | 0 | N/A | N/A | N/A | N/A | N/A | N/A | N/A | N/A | #DIV/0! | N/A | N/A | 9657 | 1.4281 | 0.27033 | 6.91% | 6721.43 | 580.655 | 0 | 3.9119 | 116799.75 | 5961.48
AtticInsulation_R49_infil | Attic Insulation: R-49 |  | Attic Insulation: R-49 | CPAU | CPAU | CZ04 | Pre1978 | CARE | Mixed-fuel | Mixed-fuel | 846.89 | 44.549 | 7446.0183 | 7446.0183 | 3143.3817 | 0 | N/A | N/A | 0 | 0 | 0 | 0 | N/A | N/A | N/A | N/A | N/A | N/A | N/A | N/A | #DIV/0! | N/A | N/A | 10589.4 | 1.4222 | 0.29513 | 7.544% | 6721.43 | 580.655 | 0 | 3.9119 | 116799.75 | 5874.54
Windows_0.28UFactor0.23SHGC | New Windows: 0.28 U-factor, 0.23 SHGC |  | Window Upgrade: 0.28 vs 0.30 U-factor | CPAU | CPAU | CZ04 | Pre1978 | CARE | Mixed-fuel | Mixed-fuel | 1171.32 | 21.384 | 11462.7824 | 11462.7824 | -2371.8824 | 0 | N/A | N/A | 0 | 0 | 0 | 0 | N/A | N/A | N/A | N/A | N/A | N/A | N/A | N/A | #DIV/0! | N/A | N/A | 9090.9 | 0.79308 | 0.17041 | 4.356% | 6721.43 | 580.655 | 0 | 3.9119 | 116799.75 | 5550.11
Roof_RB | Roofing: Radiant Barrier |  | Radiant Barrier (at roof replacement) | CPAU | CPAU | CZ04 | Pre1978 | CARE | Mixed-fuel | Mixed-fuel | 519.03 | 14.519 | 892.9455 | 892.9455 | 3685.8045 | 0 | N/A | N/A | 0 | 0 | 0 | 0 | N/A | N/A | N/A | N/A | N/A | N/A | N/A | N/A | #DIV/0! | N/A | N/A | 4578.75 | 5.1277 | 0.10197 | 2.607% | 6721.43 | 580.655 | 0 | 3.9119 | 116799.75 | 6202.4
Roof_0.20Ref | Roofing: Steep Sloped, 0.20 Ref. |  | 0.20 Solar Reflectance Cool Roof (at roof replacement) | CPAU | CPAU | CZ04 | Pre1978 | CARE | Mixed-fuel | Mixed-fuel | 351.9 | -14.007 | 892.9455 | 1203.407 | -986.957 | 0 | N/A | N/A | 0 | 0 | 0 | 0 | N/A | N/A | N/A | N/A | N/A | N/A | N/A | N/A | #DIV/0! | N/A | N/A | 216.45 | 0.17986 | -0.07068 | -1.807% | 6721.43 | 580.655 | 0 | 3.9119 | 116799.75 | 6369.53
Roof_0.25Ref | Roofing: Steep Sloped, 0.25 Ref. vs. 0.20 Ref |  | Roofing Upgrade: 0.25 vs. 0.20 Solar Reflectance (at roof replacement) | CPAU | CPAU | CZ04 | Pre1978 | CARE | Mixed-fuel | Mixed-fuel | 527.64 | -21.262 | 1785.8911 | 2406.8139 | -2123.7639 | 0 | N/A | N/A | 0 | 0 | 0 | 0 | N/A | N/A | N/A | N/A | N/A | N/A | N/A | N/A | #DIV/0! | N/A | N/A | 283.05 | 0.1176 | -0.10783 | -2.756% | 6721.43 | 580.655 | 0 | 3.9119 | 116799.75 | 6193.79
Ducts_R6 | New Ducts: R-6 |  | New Ducts: R-6 | CPAU | CPAU | CZ04 | Pre1978 | CARE | Mixed-fuel | Mixed-fuel | 1004.5 | 67.805 | 4808.3746 | 4808.3746 | 9843.6254 | 0 | N/A | N/A | 0 | 0 | 0 | 0 | N/A | N/A | N/A | N/A | N/A | N/A | N/A | N/A | #DIV/0! | N/A | N/A | 14652 | 3.0472 | 0.45166 | 11.55% | 6721.43 | 580.655 | 0 | 3.9119 | 116799.75 | 5716.93
Ducts_R8 | New Ducts: R-8 |  | New Ducts: R-8 | CPAU | CPAU | CZ04 | Pre1978 | CARE | Mixed-fuel | Mixed-fuel | 1042.27 | 71.567 | 6311.1144 | 6311.1144 | 9056.8356 | 0 | N/A | N/A | 0 | 0 | 0 | 0 | N/A | N/A | N/A | N/A | N/A | N/A | N/A | N/A | #DIV/0! | N/A | N/A | 15367.95 | 2.4351 | 0.47544 | 12.15% | 6721.43 | 580.655 | 0 | 3.9119 | 116799.75 | 5679.16
DuctSealing_10% | Duct Sealing: 10% |  | Duct Sealing: 10% | CPAU | CPAU | CZ04 | Pre1978 | CARE | Mixed-fuel | Mixed-fuel | 481.43 | 43.175 | 2589.5542 | 2589.5542 | 5652.1958 | 0 | N/A | N/A | 0 | 0 | 0 | 0 | N/A | N/A | N/A | N/A | N/A | N/A | N/A | N/A | #DIV/0! | N/A | N/A | 8241.75 | 3.1827 | 0.27578 | 7.05% | 6721.43 | 580.655 | 0 | 3.9119 | 116799.75 | 6240
HPWH | HPWH |  | 240V Fed. Min. HPWH | CPAU | CPAU | CZ04 | Pre1978 | CARE | Mixed-fuel | Mixed-fuel | -1460.17 | 165.567 | 4332.0102 | 6553.7323 | 3336.3677 | 0 | 0 | N/A | 0 | 0 | 0 | 0 | 0 | 0 | 0 | 0 | N/A | N/A | N/A | N/A | #DIV/0! | #DIV/0! | N/A | 9890.1 | 1.5091 | 0.82286 | 21.32% | 6721.43 | 571.609 | 0 | 3.859 | 115700.85 | 8181.6
HPWH_HighEfficiency | High Efficiency HPWH |  | 240V Market Std. NEEA HPWH | CPAU | CPAU | CZ04 | Pre1978 | CARE | Mixed-fuel | Mixed-fuel | -1136.49 | 165.806 | 5192.8306 | 7967.0806 | 4187.4194 | 0 | 0 | N/A | 0 | 0 | 0 | 0 | 0 | 0 | 0 | 0 | N/A | N/A | N/A | N/A | #DIV/0! | #DIV/0! | N/A | 12154.5 | 1.5256 | 0.85866 | 22.25% | 6721.43 | 571.609 | 0 | 3.859 | 115700.85 | 7857.92
HPWH_HighEfficiency_DR | High Efficiency HPWH with Demand Response |  | 240V Market Std. NEEA HPWH + DR | CPAU | CPAU | CZ04 | Pre1978 | CARE | Mixed-fuel | Mixed-fuel | -922.44 | 165.889 | 5192.8306 | 7967.0806 | 5835.7694 | 0 | 0 | N/A | 0 | 0 | 0 | 0 | 0 | 0 | 0 | 0 | N/A | N/A | N/A | N/A | #DIV/0! | #DIV/0! | N/A | 13802.85 | 1.7325 | 0.88942 | 23.05% | 6721.43 | 571.609 | 0 | 3.859 | 115700.85 | 7643.87
HPWH_120V | 120V HPWH |  | 120V Market Std. NEEA HPWH | CPAU | CPAU | CZ04 | Pre1978 | CARE | Mixed-fuel | Mixed-fuel | -895.54 | 166.49 | 2892.8863 | 4272.7328 | 9929.7172 | 0 | 0 | N/A | 0 | 0 | 0 | 0 | 0 | 0 | 0 | 0 | N/A | N/A | N/A | N/A | #DIV/0! | #DIV/0! | N/A | 14202.45 | 3.324 | 0.90408 | 23.43% | 6721.43 | 571.609 | 0 | 3.859 | 115700.85 | 7616.97
HPWH_TankOutside | HPWH in Exterior Closet |  | 240V Fed. Min. HPWH, Exterior Closet | CPAU | CPAU | CZ04 | Pre1978 | CARE | Mixed-fuel | Mixed-fuel | -1485.29 | 163.809 | 4751.0613 | 6972.7834 | 2501.0666 | 0 | 0 | N/A | 0 | 0 | 0 | 0 | 0 | 0 | 0 | 0 | N/A | N/A | N/A | N/A | #DIV/0! | #DIV/0! | N/A | 9473.85 | 1.3587 | 0.80831 | 20.95% | 6721.43 | 571.609 | 0 | 3.859 | 115700.85 | 8206.72
HPWH_TankInside_NotDucted | HPWH in interior closet, not ducted |  | 240V Fed. Min. HPWH, Interior Closet, Not Ducted | CPAU | CPAU | CZ04 | Pre1978 | CARE | Mixed-fuel | Mixed-fuel | -843.37 | 127.524 | 4412.5691 | 6634.2911 | 2822.9089 | 0 | 0 | N/A | 0 | 0 | 0 | 0 | 0 | 0 | 0 | 0 | N/A | N/A | N/A | N/A | #DIV/0! | #DIV/0! | N/A | 9457.2 | 1.4255 | 0.66082 | 17.12% | 6721.43 | 571.609 | 0 | 3.859 | 115700.85 | 7564.8
HPWH_TankInside_Ducted | HPWH in interior closet, ducted outside |  | 240V Fed. Min. HPWH, Interior Closet, Ducted | CPAU | CPAU | CZ04 | Pre1978 | CARE | Mixed-fuel | Mixed-fuel | -1481.13 | 174.645 | 5491.8272 | 7713.5493 | 3192.2007 | 0 | 0 | N/A | 0 | 0 | 0 | 0 | 0 | 0 | 0 | 0 | N/A | N/A | N/A | N/A | #DIV/0! | #DIV/0! | N/A | 10905.75 | 1.4138 | 0.88078 | 22.82% | 6721.43 | 571.609 | 0 | 3.859 | 115700.85 | 8202.56
HPSH_9.5HSPF2_17SEER2 | New HPSH 9.5 HSPF2, 17 SEER2 |  | High Efficiency HPSH | CPAU | CPAU | CZ04 | Pre1978 | CARE | Mixed-fuel | Mixed-fuel | -2358.01 | 313.439 | 4049.8042 | 6747.8627 | 11383.9873 | 0 | 0 | N/A | 0 | 0 | 0 | 0 | 0 | 0 | 0 | 0 | N/A | N/A | N/A | N/A | #DIV/0! | #DIV/0! | N/A | 18131.85 | 2.6871 | 1.3997 | 39.32% | 5553.85 | 529.443 | 0 | 3.5594 | 100998.9 | 7911.86
MSHP | Ducted MSHP 9.5 HSPF2, 16.5 SEER2 |  | High Eff MSHP | CPAU | CPAU | CZ04 | Pre1978 | CARE | Mixed-fuel | Mixed-fuel | -2478.4 | 313.439 | 1431.3643 | 3090.6078 | 14341.9422 | 0 | 0 | N/A | 0 | 0 | 0 | 0 | 0 | 0 | 0 | 0 | N/A | N/A | N/A | N/A | #DIV/0! | #DIV/0! | N/A | 17432.55 | 5.6405 | 1.3962 | 39.23% | 5553.85 | 529.443 | 0 | 3.5594 | 100998.9 | 8032.25
PV_3kW | 3kW PV |  | 3kW PV | CPAU | CPAU | CZ04 | Pre1978 | CARE | Mixed-fuel | Mixed-fuel | 5003.93 | 0 | 9608.1502 | 11574.2633 | -285.5633 | 0 | N/A | 0 | 0 | 0 | 0 | 0 | N/A | N/A | N/A | N/A | 0 | 0 | 0 | 0 | #DIV/0! | N/A | #DIV/0! | 11288.7 | 0.97533 | 0.13259 | 3.389% | 6721.43 | 580.655 | 0 | 3.9119 | 116799.75 | 1717.5
AE | All Electric |  | All Electric | CPAU | CPAU | CZ04 | Pre1978 | CARE | All Electric | Mixed-fuel | -4371.07 | 580.655 | 6378.1896 | 9402.1509 | 28426.6491 | 0 | 0 | N/A | 0 | 0 | 0 | 0 | 0 | 0 | 0 | 0 | N/A | N/A | N/A | N/A | #DIV/0! | #DIV/0! | N/A | 37828.8 | 4.0234 | 2.6916 | 68.81% | 6721.43 | 580.655 | 0 | 3.9119 | 116799.75 | 11092.5
VCHP_base | Base VCHP |  | Base VCHP | CPAU | CPAU | CZ04 | Pre1978 | CARE | Mixed-fuel | Mixed-fuel | -2204.21 | 274.584 | 11081.0734 | 17976.4839 | -1409.7339 | 0 | 0 | N/A | 0 | 0 | 0 | 0 | 0 | 0 | 0 | 0 | N/A | N/A | N/A | N/A | #DIV/0! | #DIV/0! | N/A | 16566.75 | 0.92158 | 1.2154 | 37.21% | 4768.24 | 490.588 | 0 | 3.266 | 92956.95 | 6972.45
VCHP_Fujitsu48 | Fujitsu 48 VCHP |  | Fujitsu 48 VCHP | CPAU | CPAU | CZ04 | Pre1978 | CARE | Mixed-fuel | Mixed-fuel | -476.44 | 274.584 | 14838.0577 | 24144.9334 | 6058.1666 | 0 | 0 | N/A | 0 | 0 | 0 | 0 | 0 | 0 | 0 | 0 | N/A | N/A | N/A | N/A | #DIV/0! | #DIV/0! | N/A | 30203.1 | 1.2509 | 1.4706 | 45.03% | 4768.24 | 490.588 | 0 | 3.266 | 92956.95 | 5244.68
HPWH_PV | HPWH + 3kW PV |  | 240V Fed. Min. HPWH + 3kW PV | CPAU | CPAU | CZ04 | Pre1978 | CARE | Mixed-fuel | Mixed-fuel | 3543.76 | 165.567 | 13940.1604 | 18127.9956 | 5148.7044 | 0 | N/A | 0 | 0 | 0 | 0 | 0 | N/A | N/A | N/A | N/A | 0 | 0 | 0 | 0 | #DIV/0! | N/A | #DIV/0! | 23276.7 | 1.284 | 0.95545 | 24.76% | 6721.43 | 571.609 | 0 | 3.859 | 115700.85 | 3177.67
HPSH_PV | HPSH + 3kW PV |  | HPSH + 3kW PV | CPAU | CPAU | CZ04 | Pre1978 | CARE | Mixed-fuel | Mixed-fuel | 1967.67 | 313.439 | 10704.3296 | 13472.6819 | 10919.5681 | 0 | N/A | 0 | 0 | 0 | 0 | 0 | N/A | N/A | N/A | N/A | 0 | 0 | 0 | 0 | #DIV/0! | N/A | #DIV/0! | 24392.25 | 1.8105 | 1.4331 | 40.26% | 5553.85 | 529.443 | 0 | 3.5594 | 100998.9 | 3586.18
HPSH_RCV_300CFM | New HPSH |  | Heat Pump Space Heater | PGE | PGE | CZ05 | Pre1978 | CARE | Mixed-fuel | Mixed-fuel | -2264.62 | 233.171 | 1020.3334 | 1617.9653 | 7900.2847 | -104.0785 | -60.7401 | N/A | 734.6223 | 8253.9334 | 0.45404 | 5.1014 | 1722.6687 | 9293.9573 | 1.0647 | 5.7442 | N/A | N/A | N/A | N/A | -9.8035 | -16.7983 | N/A | 9518.25 | 5.8829 | 0.98449 | 32.45% | 3790.86 | 454.432 | 1570.7311 | 3.0341 | 80547.15 | 6055.48
DFHP_RCV_300CFM_35F | DFHP, Existing Furnace 35F |  | Dual Fuel Heat Pump (existing furnace) | PGE | PGE | CZ05 | Pre1978 | CARE | Mixed-fuel | Mixed-fuel | -1774.27 | 208.993 | 2014.2367 | 672.8765 | 7641.0235 | -13.9179 | -4.8011 | N/A | 2499.1041 | 9410.6174 | 3.7141 | 13.9857 | 2706.9515 | 9629.3989 | 4.023 | 14.3108 | N/A | N/A | N/A | N/A | -144.7227 | -419.5327 | N/A | 8313.9 | 12.3558 | 0.93232 | 30.38% | 3790.86 | 460.411 | 1582.4169 | 3.0691 | 79259.55 | 5565.13
RaisedFloorInsulation_R19 | Raised Floor Insulation: R-19 |  | Raised Floor Insulation: R-19 | PGE | PGE | CZ05 | Pre1978 | CARE | Mixed-fuel | Mixed-fuel | 4.45 | 87.463 | 3632.776 | 3632.776 | 7356.224 | 169.5178 | N/A | N/A | 5113.8113 | 8389.7792 | 1.4077 | 2.3095 | N/A | N/A | N/A | N/A | N/A | N/A | N/A | N/A | 21.4301 | N/A | N/A | 10989 | 3.025 | 0.51747 | 14.75% | 3952.38 | 532.737 | 1769.707 | 3.5093 | 92940.3 | 3947.93
RaisedFloorInsulation_R30 | Raised Floor Insulation: R-30vs0 |  | Raised Floor Insulation: R-30vsR0 | PGE | PGE | CZ05 | Pre1978 | CARE | Mixed-fuel | Mixed-fuel | -3.01 | 99.577 | 4112.6252 | 4112.6252 | 8341.5748 | 190.3469 | N/A | N/A | 5760.7698 | 9485.0453 | 1.4008 | 2.3063 | N/A | N/A | N/A | N/A | N/A | N/A | N/A | N/A | 21.6059 | N/A | N/A | 12454.2 | 3.0283 | 0.58879 | 16.78% | 3952.38 | 532.737 | 1769.707 | 3.5093 | 92940.3 | 3955.39
WallInsulation_R13 | Wall Insulation: R-13 |  | Wall Insulation: R-13 | PGE | PGE | CZ05 | Pre1978 | CARE | Mixed-fuel | Mixed-fuel | 55.97 | 48.639 | 2950.4997 | 2950.4997 | 3509.7003 | 109.5319 | N/A | N/A | 3189.4553 | 5023.8481 | 1.081 | 1.7027 | N/A | N/A | N/A | N/A | N/A | N/A | N/A | N/A | 26.9374 | N/A | N/A | 6460.2 | 2.1895 | 0.29161 | 8.936% | 3853.91 | 492.272 | 1662.4597 | 3.2632 | 87279.3 | 3797.94
AtticInsulation_R38_infil | Attic Insulation: R-38 |  | Attic Insulation: R-38 | PGE | PGE | CZ05 | Pre1978 | CARE | Mixed-fuel | Mixed-fuel | 67.37 | 35.734 | 6762.2571 | 6762.2571 | -1783.9071 | 88.8053 | N/A | N/A | 2538.4828 | 3909.0654 | 0.37539 | 0.57807 | N/A | N/A | N/A | N/A | N/A | N/A | N/A | N/A | 76.147 | N/A | N/A | 4978.35 | 0.7362 | 0.21672 | 6.641% | 3853.91 | 492.272 | 1662.4597 | 3.2632 | 87279.3 | 3786.54
AtticInsulation_R49_infil | Attic Insulation: R-49 |  | Attic Insulation: R-49 | PGE | PGE | CZ05 | Pre1978 | CARE | Mixed-fuel | Mixed-fuel | 74.51 | 39.005 | 7446.0183 | 7446.0183 | -2001.4683 | 97.1787 | N/A | N/A | 2776.1062 | 4271.6673 | 0.37283 | 0.57368 | N/A | N/A | N/A | N/A | N/A | N/A | N/A | N/A | 76.6219 | N/A | N/A | 5444.55 | 0.7312 | 0.23664 | 7.252% | 3853.91 | 492.272 | 1662.4597 | 3.2632 | 87279.3 | 3779.4
Windows_0.28UFactor0.35SHGC | New Windows: 0.28 U-factor, 0.35 SHGC |  | Window Upgrade: 0.28 vs 0.30 U-factor | PGE | PGE | CZ05 | Pre1978 | CARE | Mixed-fuel | Mixed-fuel | 88.86 | 27.655 | 11871.2871 | 11871.2871 | -7742.0871 | 79.7624 | N/A | N/A | 2219.5229 | 3301.7921 | 0.18697 | 0.27813 | N/A | N/A | N/A | N/A | N/A | N/A | N/A | N/A | 148.8332 | N/A | N/A | 4129.2 | 0.34783 | 0.17221 | 5.277% | 3853.91 | 492.272 | 1662.4597 | 3.2632 | 87279.3 | 3765.05
Roof_RB | Roofing: Radiant Barrier |  | Radiant Barrier (at roof replacement) | PGE | PGE | CZ05 | Pre1978 | CARE | Mixed-fuel | Mixed-fuel | 35.77 | 12.568 | 892.9455 | 892.9455 | 955.2045 | 34.724 | N/A | N/A | 973.6667 | 1463.0586 | 1.0904 | 1.6385 | N/A | N/A | N/A | N/A | N/A | N/A | N/A | N/A | 25.7155 | N/A | N/A | 1848.15 | 2.0697 | 0.07748 | 2.374% | 3853.91 | 492.272 | 1662.4597 | 3.2632 | 87279.3 | 3818.14
Roof_0.20Ref | Roofing: Steep Sloped, 0.20 Ref. |  | 0.20 Solar Reflectance Cool Roof (at roof replacement) | PGE | PGE | CZ05 | Pre1978 | CARE | Mixed-fuel | Mixed-fuel | 11.22 | -12.801 | 892.9455 | 1203.407 | -2685.257 | -21.5283 | N/A | N/A | -673.3605 | -1148.2431 | 0 | 0 | N/A | N/A | N/A | N/A | N/A | N/A | N/A | N/A | -41.4778 | N/A | N/A | -1481.85 | 0 | -0.07412 | -2.271% | 3853.91 | 492.272 | 1662.4597 | 3.2632 | 87279.3 | 3842.69
Roof_0.25Ref | Roofing: Steep Sloped, 0.25 Ref. |  | 0.25 Solar Reflectance Cool Roof (at roof replacement) | PGE | PGE | CZ05 | Pre1978 | CARE | Mixed-fuel | Mixed-fuel | 13.87 | -19.462 | 1785.8911 | 2406.8139 | -4687.8639 | -33.5887 | N/A | N/A | -1043.2423 | -1766.0955 | 0 | 0 | N/A | N/A | N/A | N/A | N/A | N/A | N/A | N/A | -53.1694 | N/A | N/A | -2281.05 | 0 | -0.11311 | -3.466% | 3853.91 | 492.272 | 1662.4597 | 3.2632 | 87279.3 | 3840.04
Ducts_R6 | New Ducts: R-6 |  | New Ducts: R-6 | PGE | PGE | CZ05 | Pre1978 | CARE | Mixed-fuel | Mixed-fuel | 133.02 | 48.75 | 4808.3746 | 4808.3746 | 2301.1754 | 131.5594 | N/A | N/A | 3700.521 | 5583.1643 | 0.7696 | 1.1611 | N/A | N/A | N/A | N/A | N/A | N/A | N/A | N/A | 36.5491 | N/A | N/A | 7109.55 | 1.4786 | 0.30374 | 9.308% | 3853.91 | 492.272 | 1662.4597 | 3.2632 | 87279.3 | 3720.89
Ducts_R8 | New Ducts: R-8 |  | New Ducts: R-8 | PGE | PGE | CZ05 | Pre1978 | CARE | Mixed-fuel | Mixed-fuel | 137.04 | 51.349 | 6311.1144 | 6311.1144 | 1148.0856 | 137.7284 | N/A | N/A | 3878.4214 | 5860.1133 | 0.61454 | 0.92854 | N/A | N/A | N/A | N/A | N/A | N/A | N/A | N/A | 45.8229 | N/A | N/A | 7459.2 | 1.1819 | 0.31949 | 9.791% | 3853.91 | 492.272 | 1662.4597 | 3.2632 | 87279.3 | 3716.87
DuctSealing_10% | Duct Sealing: 10% |  | Duct Sealing: 10% | PGE | PGE | CZ05 | Pre1978 | CARE | Mixed-fuel | Mixed-fuel | 49.78 | 31.861 | 2589.5542 | 2589.5542 | 1789.3958 | 76.0884 | N/A | N/A | 2193.83 | 3414.5353 | 0.84718 | 1.3186 | N/A | N/A | N/A | N/A | N/A | N/A | N/A | N/A | 34.0335 | N/A | N/A | 4378.95 | 1.691 | 0.19324 | 5.922% | 3853.91 | 492.272 | 1662.4597 | 3.2632 | 87279.3 | 3804.13
HPWH | HPWH |  | 240V Fed. Min. HPWH | PGE | PGE | CZ05 | Pre1978 | CARE | Mixed-fuel | Mixed-fuel | -1391 | 170.646 | 4332.0102 | 6553.7323 | 4252.1177 | -87.7643 | -38.8666 | N/A | 211.994 | 5550.2902 | 0.032347 | 0.84689 | 1326.7833 | 6723.7245 | 0.20245 | 1.0259 | N/A | N/A | N/A | N/A | -49.3596 | -111.4584 | N/A | 10805.85 | 1.6488 | 0.86705 | 27.01% | 3853.91 | 483.15 | 1645.3553 | 3.2099 | 86197.05 | 5244.91
HPWH_HighEfficiency | High Efficiency HPWH |  | 240V Market Std. NEEA HPWH | PGE | PGE | CZ05 | Pre1978 | CARE | Mixed-fuel | Mixed-fuel | -1075.57 | 170.882 | 5192.8306 | 7967.0806 | 5136.4694 | 1.2843 | 31.2096 | N/A | 2245.4142 | 7698.5188 | 0.28184 | 0.96629 | 2927.6646 | 8416.6598 | 0.36747 | 1.0564 | N/A | N/A | N/A | N/A | 4043.4336 | 166.3855 | N/A | 13103.55 | 1.6447 | 0.90349 | 28.15% | 3853.91 | 483.15 | 1645.3553 | 3.2099 | 86197.05 | 4929.48
HPWH_HighEfficiency_DR | High Efficiency HPWH with Demand Response |  | 240V Market Std. NEEA HPWH + DR | PGE | PGE | CZ05 | Pre1978 | CARE | Mixed-fuel | Mixed-fuel | -966.54 | 170.913 | 5192.8306 | 7967.0806 | 6335.2694 | 32.5064 | 59.1057 | N/A | 2957.6645 | 8449.2871 | 0.37124 | 1.0605 | 3564.0867 | 9087.6109 | 0.44735 | 1.1406 | N/A | N/A | N/A | N/A | 159.748 | 87.8566 | N/A | 14302.35 | 1.7952 | 0.92258 | 28.74% | 3853.91 | 483.15 | 1645.3553 | 3.2099 | 86197.05 | 4820.45
HPWH_120V | 120V HPWH |  | 120V Market Std. NEEA HPWH | PGE | PGE | CZ05 | Pre1978 | CARE | Mixed-fuel | Mixed-fuel | -934.5 | 171.525 | 2892.8863 | 4272.7328 | 10296.0172 | 42.8931 | 66.919 | N/A | 3202.9569 | 8727.9271 | 0.74963 | 2.0427 | 3750.7083 | 9304.4937 | 0.87782 | 2.1776 | N/A | N/A | N/A | N/A | 67.4441 | 43.2297 | N/A | 14568.75 | 3.4097 | 0.92699 | 28.88% | 3853.91 | 483.15 | 1645.3553 | 3.2099 | 86197.05 | 4788.41
HPWH_TankOutside | HPWH in Exterior Closet |  | 240V Fed. Min. HPWH, Exterior Closet | PGE | PGE | CZ05 | Pre1978 | CARE | Mixed-fuel | Mixed-fuel | -1423.9 | 168.99 | 4751.0613 | 6972.7834 | 3383.5166 | -100.2916 | -49.6354 | N/A | -96.5603 | 5170.2508 | 0 | 0.74149 | 1058.3192 | 6385.8843 | 0.15178 | 0.91583 | N/A | N/A | N/A | N/A | -47.3725 | -95.7191 | N/A | 10356.3 | 1.4852 | 0.85335 | 26.59% | 3853.91 | 483.15 | 1645.3553 | 3.2099 | 86197.05 | 5277.81
HPWH_TankInside_NotDucted | HPWH in interior closet, not ducted |  | 240V Fed. Min. HPWH, Interior Closet, Not Ducted | PGE | PGE | CZ05 | Pre1978 | CARE | Mixed-fuel | Mixed-fuel | -1158.43 | 127.919 | 4412.5691 | 6634.2911 | 791.6089 | -103.9677 | -69.935 | N/A | -745.1422 | 3127.9535 | 0 | 0.47148 | 30.7505 | 3944.6631 | 0.0046351 | 0.59459 | N/A | N/A | N/A | N/A | -42.4417 | -63.0953 | N/A | 7425.9 | 1.1193 | 0.65123 | 20.29% | 3853.91 | 483.15 | 1645.3553 | 3.2099 | 86197.05 | 5012.34
HPWH_TankInside_Ducted | HPWH in interior closet, ducted outside |  | 240V Fed. Min. HPWH, Interior Closet, Ducted | PGE | PGE | CZ05 | Pre1978 | CARE | Mixed-fuel | Mixed-fuel | -1353.82 | 180.2 | 5491.8272 | 7713.5493 | 4590.8007 | -59.8622 | -13.7164 | N/A | 979.7309 | 6675.2515 | 0.12701 | 0.86539 | 2031.7813 | 7782.6463 | 0.2634 | 1.009 | N/A | N/A | N/A | N/A | -91.7412 | -400.3851 | N/A | 12304.35 | 1.5952 | 0.92956 | 28.96% | 3853.91 | 483.15 | 1645.3553 | 3.2099 | 86197.05 | 5207.73
HPSH_9.5HSPF2_17SEER2 | New HPSH 9.5 HSPF2, 17 SEER2 |  | High Efficiency HPSH | PGE | PGE | CZ05 | Pre1978 | CARE | Mixed-fuel | Mixed-fuel | -1855.12 | 233.171 | 3951.0299 | 6429.7645 | 6318.5855 | 3.7518 | 19.7327 | N/A | 3192.9805 | 10841.6168 | 0.49659 | 1.6862 | 3557.3206 | 11225.1234 | 0.55326 | 1.7458 | N/A | N/A | N/A | N/A | 1053.1036 | 200.2271 | N/A | 12748.35 | 1.9827 | 1.0507 | 34.63% | 3790.86 | 454.432 | 1570.7311 | 3.0341 | 80547.15 | 5645.98
MSHP | Ducted MSHP 9.5 HSPF2, 16.5 SEER2 |  | High Eff MSHP | PGE | PGE | CZ05 | Pre1978 | CARE | Mixed-fuel | Mixed-fuel | -1846.56 | 233.171 | 1441.5303 | 2951.3745 | 9880.2255 | 6.0064 | 21.2787 | N/A | 3244.3819 | 10895.7222 | 1.0993 | 3.6917 | 3592.5657 | 11262.2227 | 1.2173 | 3.8159 | N/A | N/A | N/A | N/A | 239.999 | 67.7452 | N/A | 12831.6 | 4.3477 | 1.0523 | 34.68% | 3790.86 | 454.432 | 1570.7311 | 3.0341 | 80547.15 | 5637.42
PV_3kW | 3kW PV |  | 3kW PV | PGE | PGE | CZ05 | Pre1978 | CARE | Mixed-fuel | Mixed-fuel | 3853.9104 | 0 | 9608.1502 | 11574.2633 | -3282.5633 | 513.7452 | N/A | 413.436 | 11712.5665 | 12328.7212 | 1.0119 | 1.0652 | N/A | N/A | N/A | N/A | 9425.6781 | 9921.5281 | 0.81437 | 0.85721 | 18.7022 | N/A | 23.2397 | 8291.7 | 0.71639 | 0.10709 | 3.282% | 3853.91 | 492.272 | 1662.4597 | 3.2632 | 87279.3 | -0.0003822
AE | All Electric |  | All Electric | PGE | PGE | CZ05 | Pre1978 | CARE | All Electric | Mixed-fuel | -4649.08 | 492.272 | 6302.3436 | 9121.6976 | 17018.8024 | -394.9394 | -208.8807 | N/A | -3123.7071 | 10867.7668 | 0 | 1.1914 | 1118.1307 | 15332.752 | 0.12258 | 1.6809 | N/A | N/A | N/A | N/A | -15.9577 | -30.172 | N/A | 26140.5 | 2.8657 | 2.2967 | 70.38% | 3853.91 | 492.272 | 1662.4597 | 3.2632 | 87279.3 | 8502.99
VCHP_base | Base VCHP |  | Base VCHP | PGE | PGE | CZ05 | Pre1978 | CARE | Mixed-fuel | Mixed-fuel | -1666.99 | 207.626 | 8825.7784 | 14273.6008 | -1536.3508 | 1.9797 | -10.3302 | N/A | 2786.5057 | 9532.494 | 0.19522 | 0.66784 | 2505.8593 | 9237.0838 | 0.17556 | 0.64714 | N/A | N/A | N/A | N/A | 4458.0571 | -854.368 | N/A | 12737.25 | 0.89236 | 0.93889 | 32.94% | 3552.66 | 428.887 | 1457.0119 | 2.85 | 77089.5 | 5219.65
VCHP_Fujitsu48 | Fujitsu 48 VCHP |  | Fujitsu 48 VCHP | PGE | PGE | CZ05 | Pre1978 | CARE | Mixed-fuel | Mixed-fuel | -589.2 | 207.626 | 12409.8442 | 20158.142 | 1170.508 | 281.408 | 201.319 | N/A | 9157.0216 | 16238.1391 | 0.45426 | 0.80554 | 7331.1201 | 14316.1837 | 0.36368 | 0.71019 | N/A | N/A | N/A | N/A | 44.0991 | 61.6427 | N/A | 21328.65 | 1.0581 | 1.1164 | 39.17% | 3552.66 | 428.887 | 1457.0119 | 2.85 | 77089.5 | 4141.86
HPWH_PV | HPWH + 3kW PV |  | 240V Fed. Min. HPWH + 3kW PV | PGE | PGE | CZ05 | Pre1978 | CARE | Mixed-fuel | Mixed-fuel | 3562.103 | 170.646 | 13940.1604 | 18127.9956 | 3933.2544 | 614.3356 | N/A | 559.0848 | 16218.7438 | 22399.0958 | 0.89468 | 1.2356 | N/A | N/A | N/A | N/A | 14959.1152 | 21073.2028 | 0.82519 | 1.1625 | 22.6914 | N/A | 24.9339 | 22061.25 | 1.217 | 1.0047 | 31.3% | 3853.91 | 483.15 | 1645.3553 | 3.2099 | 86197.05 | 291.807
HPSH_PV | HPSH + 3kW PV |  | HPSH + 3kW PV | PGE | PGE | CZ05 | Pre1978 | CARE | Mixed-fuel | Mixed-fuel | 2688.49 | 233.171 | 10628.4836 | 13192.2286 | 5633.3714 | 481.9819 | N/A | 474.0932 | 14095.8589 | 22318.0552 | 1.0685 | 1.6918 | N/A | N/A | N/A | N/A | 13916.0105 | 22128.7457 | 1.0549 | 1.6774 | 22.0516 | N/A | 22.4186 | 18825.6 | 1.427 | 1.1221 | 36.98% | 3790.86 | 454.432 | 1570.7311 | 3.0341 | 80547.15 | 1102.37
HPSH_RCV_300CFM | New HPSH |  | Heat Pump Space Heater | SCG | PGE | CZ05 | Pre1978 | CARE | Mixed-fuel | Mixed-fuel | -2264.62 | 233.171 | 1020.3334 | 1617.9653 | 7900.2847 | -175.0614 | -131.723 | N/A | -1404.3285 | 4749.0705 | 0 | 2.9352 | -416.2821 | 5789.0944 | 0 | 3.578 | N/A | N/A | N/A | N/A | -5.8284 | -7.7461 | N/A | 9518.25 | 5.8829 | 0.98449 | 32.45% | 3790.86 | 454.432 | 1491.4522 | 3.0341 | 80547.15 | 6055.48
DFHP_RCV_300CFM_35F | DFHP, Existing Furnace 35F |  | Dual Fuel Heat Pump (existing furnace) | SCG | PGE | CZ05 | Pre1978 | CARE | Mixed-fuel | Mixed-fuel | -1774.27 | 208.993 | 2014.2367 | 672.8765 | 7641.0235 | -76.8674 | -67.7506 | N/A | 602.2274 | 6302.4147 | 0.895 | 9.3664 | 810.0749 | 6521.1962 | 1.2039 | 9.6915 | N/A | N/A | N/A | N/A | -26.2041 | -29.7302 | N/A | 8313.9 | 12.3558 | 0.93232 | 30.38% | 3790.86 | 460.411 | 1501.7501 | 3.0691 | 79259.55 | 5565.13
RaisedFloorInsulation_R19 | Raised Floor Insulation: R-19 |  | Raised Floor Insulation: R-19 | SCG | PGE | CZ05 | Pre1978 | CARE | Mixed-fuel | Mixed-fuel | 4.45 | 87.463 | 3632.776 | 3632.776 | 7356.224 | 147.4696 | N/A | N/A | 4449.4255 | 7301.1233 | 1.2248 | 2.0098 | N/A | N/A | N/A | N/A | N/A | N/A | N/A | N/A | 24.6341 | N/A | N/A | 10989 | 3.025 | 0.51747 | 14.75% | 3952.38 | 532.737 | 1670.6834 | 3.5093 | 92940.3 | 3947.93
RaisedFloorInsulation_R30 | Raised Floor Insulation: R-30vs0 |  | Raised Floor Insulation: R-30vsR0 | SCG | PGE | CZ05 | Pre1978 | CARE | Mixed-fuel | Mixed-fuel | -3.01 | 99.577 | 4112.6252 | 4112.6252 | 8341.5748 | 165.3523 | N/A | N/A | 5007.5993 | 8250.9078 | 1.2176 | 2.0062 | N/A | N/A | N/A | N/A | N/A | N/A | N/A | N/A | 24.8719 | N/A | N/A | 12454.2 | 3.0283 | 0.58879 | 16.78% | 3952.38 | 532.737 | 1670.6834 | 3.5093 | 92940.3 | 3955.39
WallInsulation_R13 | Wall Insulation: R-13 |  | Wall Insulation: R-13 | SCG | PGE | CZ05 | Pre1978 | CARE | Mixed-fuel | Mixed-fuel | 55.97 | 48.639 | 2950.4997 | 2950.4997 | 3509.7003 | 97.9985 | N/A | N/A | 2841.9143 | 4454.3709 | 0.9632 | 1.5097 | N/A | N/A | N/A | N/A | N/A | N/A | N/A | N/A | 30.1076 | N/A | N/A | 6460.2 | 2.1895 | 0.29161 | 8.936% | 3853.91 | 492.272 | 1574.0971 | 3.2632 | 87279.3 | 3797.94
AtticInsulation_R38_infil | Attic Insulation: R-38 |  | Attic Insulation: R-38 | SCG | PGE | CZ05 | Pre1978 | CARE | Mixed-fuel | Mixed-fuel | 67.37 | 35.734 | 6762.2571 | 6762.2571 | -1783.9071 | 80.5885 | N/A | N/A | 2290.8834 | 3503.3516 | 0.33877 | 0.51807 | N/A | N/A | N/A | N/A | N/A | N/A | N/A | N/A | 83.9109 | N/A | N/A | 4978.35 | 0.7362 | 0.21672 | 6.641% | 3853.91 | 492.272 | 1574.0971 | 3.2632 | 87279.3 | 3786.54
AtticInsulation_R49_infil | Attic Insulation: R-49 |  | Attic Insulation: R-49 | SCG | PGE | CZ05 | Pre1978 | CARE | Mixed-fuel | Mixed-fuel | 74.51 | 39.005 | 7446.0183 | 7446.0183 | -2001.4683 | 88.2464 | N/A | N/A | 2506.9437 | 3830.6205 | 0.33668 | 0.51445 | N/A | N/A | N/A | N/A | N/A | N/A | N/A | N/A | 84.3776 | N/A | N/A | 5444.55 | 0.7312 | 0.23664 | 7.252% | 3853.91 | 492.272 | 1574.0971 | 3.2632 | 87279.3 | 3779.4
Windows_0.28UFactor0.35SHGC | New Windows: 0.28 U-factor, 0.35 SHGC |  | Window Upgrade: 0.28 vs 0.30 U-factor | SCG | PGE | CZ05 | Pre1978 | CARE | Mixed-fuel | Mixed-fuel | 88.86 | 27.655 | 11871.2871 | 11871.2871 | -7742.0871 | 73.0501 | N/A | N/A | 2017.2596 | 2970.3656 | 0.16993 | 0.25021 | N/A | N/A | N/A | N/A | N/A | N/A | N/A | N/A | 162.5089 | N/A | N/A | 4129.2 | 0.34783 | 0.17221 | 5.277% | 3853.91 | 492.272 | 1574.0971 | 3.2632 | 87279.3 | 3765.05
Roof_RB | Roofing: Radiant Barrier |  | Radiant Barrier (at roof replacement) | SCG | PGE | CZ05 | Pre1978 | CARE | Mixed-fuel | Mixed-fuel | 35.77 | 12.568 | 892.9455 | 892.9455 | 955.2045 | 31.5874 | N/A | N/A | 879.1509 | 1308.1859 | 0.98455 | 1.465 | N/A | N/A | N/A | N/A | N/A | N/A | N/A | N/A | 28.269 | N/A | N/A | 1848.15 | 2.0697 | 0.07748 | 2.374% | 3853.91 | 492.272 | 1574.0971 | 3.2632 | 87279.3 | 3818.14
Roof_0.20Ref | Roofing: Steep Sloped, 0.20 Ref. |  | 0.20 Solar Reflectance Cool Roof (at roof replacement) | SCG | PGE | CZ05 | Pre1978 | CARE | Mixed-fuel | Mixed-fuel | 11.22 | -12.801 | 892.9455 | 1203.407 | -2685.257 | -18.108 | N/A | N/A | -570.2949 | -979.361 | 0 | 0 | N/A | N/A | N/A | N/A | N/A | N/A | N/A | N/A | -49.3123 | N/A | N/A | -1481.85 | 0 | -0.07412 | -2.271% | 3853.91 | 492.272 | 1574.0971 | 3.2632 | 87279.3 | 3842.69
Roof_0.25Ref | Roofing: Steep Sloped, 0.25 Ref. |  | 0.25 Solar Reflectance Cool Roof (at roof replacement) | SCG | PGE | CZ05 | Pre1978 | CARE | Mixed-fuel | Mixed-fuel | 13.87 | -19.462 | 1785.8911 | 2406.8139 | -4687.8639 | -28.3872 | N/A | N/A | -886.5026 | -1509.2635 | 0 | 0 | N/A | N/A | N/A | N/A | N/A | N/A | N/A | N/A | -62.9119 | N/A | N/A | -2281.05 | 0 | -0.11311 | -3.466% | 3853.91 | 492.272 | 1574.0971 | 3.2632 | 87279.3 | 3840.04
Ducts_R6 | New Ducts: R-6 |  | New Ducts: R-6 | SCG | PGE | CZ05 | Pre1978 | CARE | Mixed-fuel | Mixed-fuel | 133.02 | 48.75 | 4808.3746 | 4808.3746 | 2301.1754 | 119.9758 | N/A | N/A | 3351.4707 | 5011.214 | 0.69701 | 1.0422 | N/A | N/A | N/A | N/A | N/A | N/A | N/A | N/A | 40.0779 | N/A | N/A | 7109.55 | 1.4786 | 0.30374 | 9.308% | 3853.91 | 492.272 | 1574.0971 | 3.2632 | 87279.3 | 3720.89
Ducts_R8 | New Ducts: R-8 |  | New Ducts: R-8 | SCG | PGE | CZ05 | Pre1978 | CARE | Mixed-fuel | Mixed-fuel | 137.04 | 51.349 | 6311.1144 | 6311.1144 | 1148.0856 | 125.5452 | N/A | N/A | 3511.3018 | 5258.5548 | 0.55637 | 0.83322 | N/A | N/A | N/A | N/A | N/A | N/A | N/A | N/A | 50.2697 | N/A | N/A | 7459.2 | 1.1819 | 0.31949 | 9.791% | 3853.91 | 492.272 | 1574.0971 | 3.2632 | 87279.3 | 3716.87
DuctSealing_10% | Duct Sealing: 10% |  | Duct Sealing: 10% | SCG | PGE | CZ05 | Pre1978 | CARE | Mixed-fuel | Mixed-fuel | 49.78 | 31.861 | 2589.5542 | 2589.5542 | 1789.3958 | 68.3926 | N/A | N/A | 1961.9315 | 3034.5487 | 0.75763 | 1.1718 | N/A | N/A | N/A | N/A | N/A | N/A | N/A | N/A | 37.863 | N/A | N/A | 4378.95 | 1.691 | 0.19324 | 5.922% | 3853.91 | 492.272 | 1574.0971 | 3.2632 | 87279.3 | 3804.13
HPWH | HPWH |  | 240V Fed. Min. HPWH | SCG | PGE | CZ05 | Pre1978 | CARE | Mixed-fuel | Mixed-fuel | -1391 | 170.646 | 4332.0102 | 6553.7323 | 4252.1177 | -126.06 | -77.1623 | N/A | -941.9812 | 3659.3984 | 0 | 0.55837 | 172.8082 | 4832.8327 | 0.026368 | 0.73742 | N/A | N/A | N/A | N/A | -34.3647 | -56.1416 | N/A | 10805.85 | 1.6488 | 0.86705 | 27.01% | 3853.91 | 483.15 | 1558.9721 | 3.2099 | 86197.05 | 5244.91
HPWH_HighEfficiency | High Efficiency HPWH |  | 240V Market Std. NEEA HPWH | SCG | PGE | CZ05 | Pre1978 | CARE | Mixed-fuel | Mixed-fuel | -1075.57 | 170.882 | 5192.8306 | 7967.0806 | 5136.4694 | -37.0898 | -7.1644 | N/A | 1089.0766 | 5803.7558 | 0.1367 | 0.72847 | 1771.327 | 6521.8968 | 0.22233 | 0.81861 | N/A | N/A | N/A | N/A | -140.007 | -724.808 | N/A | 13103.55 | 1.6447 | 0.90349 | 28.15% | 3853.91 | 483.15 | 1558.9721 | 3.2099 | 86197.05 | 4929.48
HPWH_HighEfficiency_DR | High Efficiency HPWH with Demand Response |  | 240V Market Std. NEEA HPWH + DR | SCG | PGE | CZ05 | Pre1978 | CARE | Mixed-fuel | Mixed-fuel | -966.54 | 170.913 | 5192.8306 | 7967.0806 | 6335.2694 | -5.8773 | 20.722 | N/A | 1801.0354 | 6554.0465 | 0.22606 | 0.82264 | 2407.4576 | 7192.3703 | 0.30218 | 0.90276 | N/A | N/A | N/A | N/A | -883.5345 | 250.595 | N/A | 14302.35 | 1.7952 | 0.92258 | 28.74% | 3853.91 | 483.15 | 1558.9721 | 3.2099 | 86197.05 | 4820.45
HPWH_120V | 120V HPWH |  | 120V Market Std. NEEA HPWH | SCG | PGE | CZ05 | Pre1978 | CARE | Mixed-fuel | Mixed-fuel | -934.5 | 171.525 | 2892.8863 | 4272.7328 | 10296.0172 | 4.3043 | 28.3302 | N/A | 2040.1497 | 6822.5632 | 0.47748 | 1.5968 | 2587.9012 | 7399.1297 | 0.60568 | 1.7317 | N/A | N/A | N/A | N/A | 672.0853 | 102.1131 | N/A | 14568.75 | 3.4097 | 0.92699 | 28.88% | 3853.91 | 483.15 | 1558.9721 | 3.2099 | 86197.05 | 4788.41
HPWH_TankOutside | HPWH in Exterior Closet |  | 240V Fed. Min. HPWH, Exterior Closet | SCG | PGE | CZ05 | Pre1978 | CARE | Mixed-fuel | Mixed-fuel | -1423.9 | 168.99 | 4751.0613 | 6972.7834 | 3383.5166 | -138.0337 | -87.3775 | N/A | -1233.8547 | 3306.6919 | 0 | 0.47423 | -78.9752 | 4522.3254 | 0 | 0.64857 | N/A | N/A | N/A | N/A | -34.4196 | -54.374 | N/A | 10356.3 | 1.4852 | 0.85335 | 26.59% | 3853.91 | 483.15 | 1558.9721 | 3.2099 | 86197.05 | 5277.81
HPWH_TankInside_NotDucted | HPWH in interior closet, not ducted |  | 240V Fed. Min. HPWH, Interior Closet, Not Ducted | SCG | PGE | CZ05 | Pre1978 | CARE | Mixed-fuel | Mixed-fuel | -1158.43 | 127.919 | 4412.5691 | 6634.2911 | 791.6089 | -130.596 | -96.5632 | N/A | -1547.5396 | 1813.1533 | 0 | 0.2733 | -771.6469 | 2629.8629 | 0 | 0.3964 | N/A | N/A | N/A | N/A | -33.7879 | -45.6962 | N/A | 7425.9 | 1.1193 | 0.65123 | 20.29% | 3853.91 | 483.15 | 1558.9721 | 3.2099 | 86197.05 | 5012.34
HPWH_TankInside_Ducted | HPWH in interior closet, ducted outside |  | 240V Fed. Min. HPWH, Interior Closet, Ducted | SCG | PGE | CZ05 | Pre1978 | CARE | Mixed-fuel | Mixed-fuel | -1353.82 | 180.2 | 5491.8272 | 7713.5493 | 4590.8007 | -101.3615 | -55.2157 | N/A | -270.7815 | 4626.1747 | 0 | 0.59975 | 781.2689 | 5733.5695 | 0.10129 | 0.74331 | N/A | N/A | N/A | N/A | -54.1806 | -99.4614 | N/A | 12304.35 | 1.5952 | 0.92956 | 28.96% | 3853.91 | 483.15 | 1558.9721 | 3.2099 | 86197.05 | 5207.73
HPSH_9.5HSPF2_17SEER2 | New HPSH 9.5 HSPF2, 17 SEER2 |  | High Efficiency HPSH | SCG | PGE | CZ05 | Pre1978 | CARE | Mixed-fuel | Mixed-fuel | -1855.12 | 233.171 | 3951.0299 | 6429.7645 | 6318.5855 | -67.2311 | -51.2502 | N/A | 1054.0298 | 7336.7539 | 0.16393 | 1.1411 | 1418.3698 | 7720.2605 | 0.22059 | 1.2007 | N/A | N/A | N/A | N/A | -58.7679 | -77.093 | N/A | 12748.35 | 1.9827 | 1.0507 | 34.63% | 3790.86 | 454.432 | 1491.4522 | 3.0341 | 80547.15 | 5645.98
MSHP | Ducted MSHP 9.5 HSPF2, 16.5 SEER2 |  | High Eff MSHP | SCG | PGE | CZ05 | Pre1978 | CARE | Mixed-fuel | Mixed-fuel | -1846.56 | 233.171 | 1441.5303 | 2951.3745 | 9880.2255 | -64.9765 | -49.7042 | N/A | 1105.4311 | 7390.8593 | 0.37455 | 2.5042 | 1453.615 | 7757.3598 | 0.49252 | 2.6284 | N/A | N/A | N/A | N/A | -22.1854 | -29.0022 | N/A | 12831.6 | 4.3477 | 1.0523 | 34.68% | 3790.86 | 454.432 | 1491.4522 | 3.0341 | 80547.15 | 5637.42
PV_3kW | 3kW PV |  | 3kW PV | SCG | PGE | CZ05 | Pre1978 | CARE | Mixed-fuel | Mixed-fuel | 3853.9104 | 0 | 9608.1502 | 11574.2633 | -3282.5633 | 513.7452 | N/A | 413.436 | 11712.5665 | 12328.7212 | 1.0119 | 1.0652 | N/A | N/A | N/A | N/A | 9425.6781 | 9921.5281 | 0.81437 | 0.85721 | 18.7022 | N/A | 23.2397 | 8291.7 | 0.71639 | 0.10709 | 3.282% | 3853.91 | 492.272 | 1574.0971 | 3.2632 | 87279.3 | -0.0003822
AE | All Electric |  | All Electric | SCG | PGE | CZ05 | Pre1978 | CARE | All Electric | Mixed-fuel | -4649.08 | 492.272 | 6302.3436 | 9121.6976 | 17018.8024 | -483.3019 | -297.2433 | N/A | -5786.3641 | 6504.7644 | 0 | 0.71311 | -1544.5262 | 10969.7496 | 0 | 1.2026 | N/A | N/A | N/A | N/A | -13.0402 | -21.2026 | N/A | 26140.5 | 2.8657 | 2.2967 | 70.38% | 3853.91 | 492.272 | 1574.0971 | 3.2632 | 87279.3 | 8502.99
VCHP_base | Base VCHP |  | Base VCHP | SCG | PGE | CZ05 | Pre1978 | CARE | Mixed-fuel | Mixed-fuel | -1666.99 | 207.626 | 8825.7784 | 14273.6008 | -1536.3508 | -63.1431 | -75.453 | N/A | 824.1396 | 6316.981 | 0.057739 | 0.44256 | 543.4932 | 6021.5708 | 0.038077 | 0.42187 | N/A | N/A | N/A | N/A | -139.7743 | -116.9706 | N/A | 12737.25 | 0.89236 | 0.93889 | 32.94% | 3552.66 | 428.887 | 1383.5931 | 2.85 | 77089.5 | 5219.65
VCHP_Fujitsu48 | Fujitsu 48 VCHP |  | Fujitsu 48 VCHP | SCG | PGE | CZ05 | Pre1978 | CARE | Mixed-fuel | Mixed-fuel | -589.2 | 207.626 | 12409.8442 | 20158.142 | 1170.508 | 216.2852 | 136.1962 | N/A | 7194.6555 | 13022.6261 | 0.35691 | 0.64602 | 5368.754 | 11100.6707 | 0.26633 | 0.55068 | N/A | N/A | N/A | N/A | 57.3772 | 91.1174 | N/A | 21328.65 | 1.0581 | 1.1164 | 39.17% | 3552.66 | 428.887 | 1383.5931 | 2.85 | 77089.5 | 4141.86
HPWH_PV | HPWH + 3kW PV |  | 240V Fed. Min. HPWH + 3kW PV | SCG | PGE | CZ05 | Pre1978 | CARE | Mixed-fuel | Mixed-fuel | 3562.103 | 170.646 | 13940.1604 | 18127.9956 | 3933.2544 | 576.0399 | N/A | 520.7891 | 15064.7687 | 20508.204 | 0.83102 | 1.1313 | N/A | N/A | N/A | N/A | 13805.1401 | 19182.311 | 0.76154 | 1.0582 | 24.2 | N/A | 26.7674 | 22061.25 | 1.217 | 1.0047 | 31.3% | 3853.91 | 483.15 | 1558.9721 | 3.2099 | 86197.05 | 291.807
HPSH_PV | HPSH + 3kW PV |  | HPSH + 3kW PV | SCG | PGE | CZ05 | Pre1978 | CARE | Mixed-fuel | Mixed-fuel | 2688.49 | 233.171 | 10628.4836 | 13192.2286 | 5633.3714 | 410.999 | N/A | 403.1103 | 11956.9081 | 18813.1923 | 0.90636 | 1.4261 | N/A | N/A | N/A | N/A | 11777.0597 | 18623.8828 | 0.89273 | 1.4117 | 25.8601 | N/A | 26.3662 | 18825.6 | 1.427 | 1.1221 | 36.98% | 3790.86 | 454.432 | 1491.4522 | 3.0341 | 80547.15 | 1102.37
HPSH_RCV_300CFM | New HPSH |  | Heat Pump Space Heater | SCG | SCE | CZ06 | Pre1978 | CARE | Mixed-fuel | Mixed-fuel | -403.06 | 57.527 | 1020.3334 | 1617.9653 | 1761.9847 | -23.4316 | -102.3678 | N/A | 91.8895 | 1505.2034 | 0.056793 | 0.93031 | -1686.2553 | -389.0861 | 0 | 0 | N/A | N/A | N/A | N/A | -43.5452 | -9.9673 | N/A | 3379.95 | 2.089 | 0.24515 | 12.71% | 4207.28 | 265.899 | 1194.2819 | 1.9286 | 60356.25 | 4610.34
DFHP_RCV_300CFM_35F | DFHP, Existing Furnace 35F |  | Dual Fuel Heat Pump (existing furnace) | SCG | SCE | CZ06 | Pre1978 | CARE | Mixed-fuel | Mixed-fuel | -388.77 | 58.364 | 2014.2367 | 672.8765 | 2401.8235 | -18.4844 | -98.8327 | N/A | 213.0347 | 1656.2958 | 0.3166 | 2.4615 | -1596.9199 | -271.8813 | 0 | 0 | N/A | N/A | N/A | N/A | -108.9696 | -20.3803 | N/A | 3074.7 | 4.5695 | 0.25313 | 13.07% | 4207.28 | 267.375 | 1196.4313 | 1.9372 | 60034.35 | 4596.05
RaisedFloorInsulation_R19 | Raised Floor Insulation: R-19 |  | Raised Floor Insulation: R-19 | SCG | SCE | CZ06 | Pre1978 | CARE | Mixed-fuel | Mixed-fuel | -483.71 | 27.513 | 3632.776 | 3632.776 | -2866.876 | -105.9775 | N/A | N/A | -2082.4507 | -1526.2206 | 0 | 0 | N/A | N/A | N/A | N/A | N/A | N/A | N/A | N/A | -34.2787 | N/A | N/A | 765.9 | 0.21083 | 0.14678 | 6.812% | 4823.08 | 299.673 | 1430.0389 | 2.1547 | 68781.15 | 5306.79
RaisedFloorInsulation_R30 | Raised Floor Insulation: R-30vs0 |  | Raised Floor Insulation: R-30vsR0 | SCG | SCE | CZ06 | Pre1978 | CARE | Mixed-fuel | Mixed-fuel | -569.74 | 30.999 | 4112.6252 | 4112.6252 | -3396.6752 | -126.2593 | N/A | N/A | -2500.7669 | -1884.2988 | 0 | 0 | N/A | N/A | N/A | N/A | N/A | N/A | N/A | N/A | -32.5729 | N/A | N/A | 715.95 | 0.17409 | 0.16472 | 7.645% | 4823.08 | 299.673 | 1430.0389 | 2.1547 | 68781.15 | 5392.82
WallInsulation_R13 | Wall Insulation: R-13 |  | Wall Insulation: R-13 | SCG | SCE | CZ06 | Pre1978 | CARE | Mixed-fuel | Mixed-fuel | 29.65 | 15.58 | 2950.4997 | 2950.4997 | -769.3497 | 30.2489 | N/A | N/A | 853.3486 | 1299.5694 | 0.28922 | 0.44046 | N/A | N/A | N/A | N/A | N/A | N/A | N/A | N/A | 97.5407 | N/A | N/A | 2181.15 | 0.73925 | 0.09433 | 4.723% | 4653.4 | 274.469 | 1344.1627 | 1.9973 | 64485.45 | 4623.75
AtticInsulation_R38_infil | Attic Insulation: R-38 |  | Attic Insulation: R-38 | SCG | SCE | CZ06 | Pre1978 | CARE | Mixed-fuel | Mixed-fuel | 483.86 | 15.711 | 6762.2571 | 6762.2571 | -1950.4071 | 173.6174 | N/A | N/A | 4083.5028 | 4742.0386 | 0.60387 | 0.70125 | N/A | N/A | N/A | N/A | N/A | N/A | N/A | N/A | 38.9492 | N/A | N/A | 4811.85 | 0.71157 | 0.11246 | 5.631% | 4653.4 | 274.469 | 1344.1627 | 1.9973 | 64485.45 | 4169.54
AtticInsulation_R49_infil | Attic Insulation: R-49 |  | Attic Insulation: R-49 | SCG | SCE | CZ06 | Pre1978 | CARE | Mixed-fuel | Mixed-fuel | 516.42 | 16.901 | 7446.0183 | 7446.0183 | -2301.1683 | 185.5062 | N/A | N/A | 4364.3932 | 5070.9743 | 0.58614 | 0.68103 | N/A | N/A | N/A | N/A | N/A | N/A | N/A | N/A | 40.1389 | N/A | N/A | 5144.85 | 0.69095 | 0.12086 | 6.051% | 4653.4 | 274.469 | 1344.1627 | 1.9973 | 64485.45 | 4136.98
Windows_0.28UFactor0.23SHGC | New Windows: 0.28 U-factor, 0.23 SHGC |  | Window Upgrade: 0.28 vs 0.30 U-factor | SCG | SCE | CZ06 | Pre1978 | CARE | Mixed-fuel | Mixed-fuel | 633.56 | -2.494 | 11462.7824 | 11462.7824 | -8265.9824 | 188.2935 | N/A | N/A | 4215.265 | 4430.8672 | 0.36773 | 0.38654 | N/A | N/A | N/A | N/A | N/A | N/A | N/A | N/A | 60.8772 | N/A | N/A | 3196.8 | 0.27889 | 0.00712 | 0.3565% | 4653.4 | 274.469 | 1344.1627 | 1.9973 | 64485.45 | 4019.84
Roof_RB | Roofing: Radiant Barrier |  | Radiant Barrier (at roof replacement) | SCG | SCE | CZ06 | Pre1978 | CARE | Mixed-fuel | Mixed-fuel | 227.06 | 5.14 | 892.9455 | 892.9455 | 988.5045 | 77.5437 | N/A | N/A | 1803.4597 | 2049.977 | 2.0197 | 2.2957 | N/A | N/A | N/A | N/A | N/A | N/A | N/A | N/A | 11.5154 | N/A | N/A | 1881.45 | 2.107 | 0.03776 | 1.891% | 4653.4 | 274.469 | 1344.1627 | 1.9973 | 64485.45 | 4426.34
Roof_0.20Ref | Roofing: Steep Sloped, 0.20 Ref. |  | 0.20 Solar Reflectance Cool Roof (at roof replacement) | SCG | SCE | CZ06 | Pre1978 | CARE | Mixed-fuel | Mixed-fuel | 203.04 | -4.628 | 892.9455 | 1203.407 | -637.307 | 57.1964 | N/A | N/A | 1237.5175 | 1202.739 | 1.0283 | 0.99944 | N/A | N/A | N/A | N/A | N/A | N/A | N/A | N/A | 15.6119 | N/A | N/A | 566.1 | 0.47041 | -0.02031 | -1.017% | 4653.4 | 274.469 | 1344.1627 | 1.9973 | 64485.45 | 4450.36
Roof_0.25Ref | Roofing: Steep Sloped, 0.25 Ref. |  | 0.25 Solar Reflectance Cool Roof (at roof replacement) | SCG | SCE | CZ06 | Pre1978 | CARE | Mixed-fuel | Mixed-fuel | 295.49 | -7.113 | 1785.8911 | 2406.8139 | -1624.2639 | 81.884 | N/A | N/A | 1766.3196 | 1704.0409 | 0.73388 | 0.70801 | N/A | N/A | N/A | N/A | N/A | N/A | N/A | N/A | 21.81 | N/A | N/A | 782.55 | 0.32514 | -0.03149 | -1.577% | 4653.4 | 274.469 | 1344.1627 | 1.9973 | 64485.45 | 4357.91
Ducts_R6 | New Ducts: R-6 |  | New Ducts: R-6 | SCG | SCE | CZ06 | Pre1978 | CARE | Mixed-fuel | Mixed-fuel | 303.71 | 12.204 | 4808.3746 | 4808.3746 | -1445.0746 | 108.6183 | N/A | N/A | 2581.9317 | 3057.5069 | 0.53697 | 0.63587 | N/A | N/A | N/A | N/A | N/A | N/A | N/A | N/A | 44.2686 | N/A | N/A | 3363.3 | 0.69947 | 0.08634 | 4.323% | 4653.4 | 274.469 | 1344.1627 | 1.9973 | 64485.45 | 4349.69
Ducts_R8 | New Ducts: R-8 |  | New Ducts: R-8 | SCG | SCE | CZ06 | Pre1978 | CARE | Mixed-fuel | Mixed-fuel | 315.95 | 12.991 | 6311.1144 | 6311.1144 | -2781.3144 | 113.326 | N/A | N/A | 2696.6968 | 3199.5636 | 0.42729 | 0.50697 | N/A | N/A | N/A | N/A | N/A | N/A | N/A | N/A | 55.6899 | N/A | N/A | 3529.8 | 0.5593 | 0.09139 | 4.576% | 4653.4 | 274.469 | 1344.1627 | 1.9973 | 64485.45 | 4337.45
DuctSealing_10% | Duct Sealing: 10% |  | Duct Sealing: 10% | SCG | SCE | CZ06 | Pre1978 | CARE | Mixed-fuel | Mixed-fuel | 143.32 | 7.094 | 2589.5542 | 2589.5542 | -841.3042 | 53.3884 | N/A | N/A | 1281.2218 | 1543.3454 | 0.49477 | 0.59599 | N/A | N/A | N/A | N/A | N/A | N/A | N/A | N/A | 48.5041 | N/A | N/A | 1748.25 | 0.67512 | 0.0476 | 2.383% | 4653.4 | 274.469 | 1344.1627 | 1.9973 | 64485.45 | 4510.08
HPWH | HPWH |  | 240V Fed. Min. HPWH | SCG | SCE | CZ06 | Pre1978 | CARE | Mixed-fuel | Mixed-fuel | -1016.45 | 156.894 | 4332.0102 | 6553.7323 | 5484.2177 | -56.0922 | -117.4067 | N/A | 346.5221 | 4025.4636 | 0.052874 | 0.61422 | -1034.6693 | 2554.0557 | 0 | 0.38971 | N/A | N/A | N/A | N/A | -77.2301 | -36.8975 | N/A | 12037.95 | 1.8368 | 0.83038 | 42.69% | 4653.4 | 265.529 | 1330.6891 | 1.945 | 63419.85 | 5669.85
HPWH_HighEfficiency | High Efficiency HPWH |  | 240V Market Std. NEEA HPWH | SCG | SCE | CZ06 | Pre1978 | CARE | Mixed-fuel | Mixed-fuel | -854.54 | 156.985 | 5192.8306 | 7967.0806 | 5253.0194 | -8.7652 | -78.8339 | N/A | 1413.583 | 5164.3914 | 0.17743 | 0.64822 | -164.8102 | 3482.9008 | 0 | 0.43716 | N/A | N/A | N/A | N/A | -592.4382 | -65.8705 | N/A | 13220.1 | 1.6593 | 0.8496 | 43.68% | 4653.4 | 265.529 | 1330.6891 | 1.945 | 63419.85 | 5507.94
HPWH_HighEfficiency_DR | High Efficiency HPWH with Demand Response |  | 240V Market Std. NEEA HPWH + DR | SCG | SCE | CZ06 | Pre1978 | CARE | Mixed-fuel | Mixed-fuel | -787.4 | 156.999 | 5192.8306 | 7967.0806 | 5902.3694 | 14.9078 | -51.9136 | N/A | 1946.9967 | 5732.9839 | 0.24438 | 0.71958 | 441.7558 | 4129.4238 | 0.055448 | 0.51831 | N/A | N/A | N/A | N/A | 348.3308 | -100.0284 | N/A | 13869.45 | 1.7408 | 0.86067 | 44.25% | 4653.4 | 265.529 | 1330.6891 | 1.945 | 63419.85 | 5440.8
HPWH_120V | 120V HPWH |  | 120V Market Std. NEEA HPWH | SCG | SCE | CZ06 | Pre1978 | CARE | Mixed-fuel | Mixed-fuel | -806.91 | 157.208 | 2892.8863 | 4272.7328 | 9396.9172 | 9.2687 | -54.3603 | N/A | 1822.1579 | 5604.9608 | 0.42646 | 1.3118 | 388.8287 | 4078.0096 | 0.091002 | 0.95443 | N/A | N/A | N/A | N/A | 312.1134 | -53.2169 | N/A | 13669.65 | 3.1993 | 0.85441 | 43.93% | 4653.4 | 265.529 | 1330.6891 | 1.945 | 63419.85 | 5460.31
HPWH_TankOutside | HPWH in Exterior Closet |  | 240V Fed. Min. HPWH, Exterior Closet | SCG | SCE | CZ06 | Pre1978 | CARE | Mixed-fuel | Mixed-fuel | -1032.19 | 156.282 | 4751.0613 | 6972.7834 | 4848.7166 | -63.1174 | -125.2092 | N/A | 181.8751 | 3835.5396 | 0.026084 | 0.55007 | -1216.8275 | 2345.4766 | 0 | 0.33638 | N/A | N/A | N/A | N/A | -75.2734 | -37.945 | N/A | 11821.5 | 1.6954 | 0.82395 | 42.36% | 4653.4 | 265.529 | 1330.6891 | 1.945 | 63419.85 | 5685.59
HPWH_TankInside_NotDucted | HPWH in interior closet, not ducted |  | 240V Fed. Min. HPWH, Interior Closet, Not Ducted | SCG | SCE | CZ06 | Pre1978 | CARE | Mixed-fuel | Mixed-fuel | -718.8 | 140.546 | 4412.5691 | 6634.2911 | 5187.2089 | 10.3398 | -64.7199 | N/A | 1674.3343 | 5057.0002 | 0.25238 | 0.76225 | -16.4858 | 3255.7391 | 0 | 0.49074 | N/A | N/A | N/A | N/A | 426.757 | -68.1795 | N/A | 11821.5 | 1.7819 | 0.75172 | 38.65% | 4653.4 | 265.529 | 1330.6891 | 1.945 | 63419.85 | 5372.2
HPWH_TankInside_Ducted | HPWH in interior closet, ducted outside |  | 240V Fed. Min. HPWH, Interior Closet, Ducted | SCG | SCE | CZ06 | Pre1978 | CARE | Mixed-fuel | Mixed-fuel | -1063.38 | 160.616 | 5491.8272 | 7713.5493 | 4574.1507 | -65.7227 | -125.9551 | N/A | 168.458 | 3924.0484 | 0.021839 | 0.50872 | -1188.3597 | 2478.6062 | 0 | 0.32133 | N/A | N/A | N/A | N/A | -83.5606 | -43.6015 | N/A | 12287.7 | 1.593 | 0.85324 | 43.87% | 4653.4 | 265.529 | 1330.6891 | 1.945 | 63419.85 | 5716.78
HPSH_9.5HSPF2_17SEER2 | New HPSH 9.5 HSPF2, 17 SEER2 |  | High Efficiency HPSH | SCG | SCE | CZ06 | Pre1978 | CARE | Mixed-fuel | Mixed-fuel | -221.4 | 57.527 | 3951.0299 | 6429.7645 | -1717.8145 | 28.3235 | -61.618 | N/A | 1257.7439 | 2747.209 | 0.19561 | 0.42726 | -768.3111 | 588.8162 | 0 | 0.091577 | N/A | N/A | N/A | N/A | 139.4963 | -64.1214 | N/A | 4711.95 | 0.73283 | 0.26885 | 13.94% | 4207.28 | 265.899 | 1194.2819 | 1.9286 | 60356.25 | 4428.68
MSHP | Ducted MSHP 9.5 HSPF2, 16.5 SEER2 |  | High Eff MSHP | SCG | SCE | CZ06 | Pre1978 | CARE | Mixed-fuel | Mixed-fuel | -271.04 | 57.527 | 1441.5303 | 2951.3745 | 1477.5255 | 12.8162 | -75.6855 | N/A | 908.4199 | 2375.0679 | 0.3078 | 0.80473 | -1085.2019 | 251.2268 | 0 | 0.085122 | N/A | N/A | N/A | N/A | 112.4773 | -19.0463 | N/A | 4428.9 | 1.5006 | 0.26742 | 13.87% | 4207.28 | 265.899 | 1194.2819 | 1.9286 | 60356.25 | 4478.32
PV_3kW | 3kW PV |  | 3kW PV | SCG | SCE | CZ06 | Pre1978 | CARE | Mixed-fuel | Mixed-fuel | 4653.3993 | 0 | 9608.1502 | 11574.2633 | -835.0133 | 643.2637 | N/A | 493.3644 | 14490.3895 | 15436.8718 | 1.2519 | 1.3337 | N/A | N/A | N/A | N/A | 11113.703 | 11839.6271 | 0.96021 | 1.0229 | 14.9366 | N/A | 19.4748 | 10739.25 | 0.92786 | 0.13181 | 6.599% | 4653.4 | 274.469 | 1344.1627 | 1.9973 | 64485.45 | 0.00069232
AE | All Electric |  | All Electric | SCG | SCE | CZ06 | Pre1978 | CARE | All Electric | Mixed-fuel | -2019.55 | 274.469 | 6302.3436 | 9121.6976 | 9826.0024 | -160.5766 | -152.3797 | N/A | -802.4211 | 5537.2378 | 0 | 0.60704 | -617.7748 | 5733.9449 | 0 | 0.62861 | N/A | N/A | N/A | N/A | -39.2482 | -41.3595 | N/A | 18947.7 | 2.0772 | 1.3658 | 68.38% | 4653.4 | 274.469 | 1344.1627 | 1.9973 | 64485.45 | 6672.95
VCHP_base | Base VCHP |  | Base VCHP | SCG | SCE | CZ06 | Pre1978 | CARE | Mixed-fuel | Mixed-fuel | -310.88 | 49.25 | 8825.7784 | 14273.6008 | -10777.1008 | -9.3872 | -107.0531 | N/A | 316.6279 | 1536.5382 | 0.022183 | 0.10765 | -1883.43 | -807.2229 | 0 | 0 | N/A | N/A | N/A | N/A | -940.1932 | -82.443 | N/A | 3496.5 | 0.24496 | 0.2174 | 11.66% | 3999.96 | 257.622 | 1124.671 | 1.8639 | 58358.25 | 4310.84
VCHP_Fujitsu48 | Fujitsu 48 VCHP |  | Fujitsu 48 VCHP | SCG | SCE | CZ06 | Pre1978 | CARE | Mixed-fuel | Mixed-fuel | 73.69 | 49.25 | 12409.8442 | 20158.142 | -13797.842 | 90.3821 | -20.4251 | N/A | 2564.0679 | 3930.7764 | 0.1272 | 0.195 | 67.985 | 1271.6545 | 0.0033726 | 0.063084 | N/A | N/A | N/A | N/A | 137.3042 | -607.5793 | N/A | 6360.3 | 0.31552 | 0.26843 | 14.4% | 3999.96 | 257.622 | 1124.671 | 1.8639 | 58358.25 | 3926.27
HPWH_PV | HPWH + 3kW PV |  | 240V Fed. Min. HPWH + 3kW PV | SCG | SCE | CZ06 | Pre1978 | CARE | Mixed-fuel | Mixed-fuel | 4023.251 | 156.894 | 13940.1604 | 18127.9956 | 6980.2044 | 713.526 | N/A | 562.5748 | 17683.2174 | 22494.556 | 0.97546 | 1.2409 | N/A | N/A | N/A | N/A | 14282.8368 | 18872.0696 | 0.78789 | 1.041 | 19.537 | N/A | 24.7792 | 25108.2 | 1.3851 | 0.97314 | 50.03% | 4653.4 | 265.529 | 1330.6891 | 1.945 | 63419.85 | 630.149
HPSH_PV | HPSH + 3kW PV |  | HPSH + 3kW PV | SCG | SCE | CZ06 | Pre1978 | CARE | Mixed-fuel | Mixed-fuel | 4207.2795 | 57.527 | 10628.4836 | 13192.2286 | 593.9714 | 609.7404 | N/A | 491.2821 | 14354.9479 | 16699.8953 | 1.0881 | 1.2659 | N/A | N/A | N/A | N/A | 11686.5154 | 13857.1662 | 0.88586 | 1.0504 | 17.4312 | N/A | 21.6342 | 13786.2 | 1.045 | 0.37575 | 19.48% | 4207.28 | 265.899 | 1194.2819 | 1.9286 | 60356.25 | 0.00047136
HPSH_RCV_300CFM | New HPSH |  | Heat Pump Space Heater | SDGE | SDGE | CZ07 | Pre1978 | CARE | Mixed-fuel | Mixed-fuel | -317.23 | 47.378 | 1020.3334 | 1617.9653 | 1778.6347 | -44.1343 | 17.6852 | N/A | -485.2038 | 1436.5581 | 0 | 0.88788 | 1011.1023 | 2920.0878 | 0.62492 | 1.8048 | N/A | N/A | N/A | N/A | -23.1188 | 57.6941 | N/A | 3396.6 | 2.0993 | 0.20935 | 11.2% | 4428.17 | 254.191 | 1712.2583 | 1.8685 | 61421.85 | 4745.4
DFHP_RCV_300CFM_35F | DFHP, Existing Furnace 35F |  | Dual Fuel Heat Pump (existing furnace) | SDGE | SDGE | CZ07 | Pre1978 | CARE | Mixed-fuel | Mixed-fuel | -298.48 | 47.54 | 2014.2367 | 672.8765 | 2457.3235 | -36.9471 | 22.4174 | N/A | -307.6556 | 1624.3857 | 0 | 2.4141 | 1129.2287 | 3049.0008 | 1.6782 | 4.5313 | N/A | N/A | N/A | N/A | -54.5167 | 89.8514 | N/A | 3130.2 | 4.652 | 0.21339 | 11.38% | 4428.17 | 255.405 | 1714.8415 | 1.8756 | 61155.45 | 4726.65
RaisedFloorInsulation_R19 | Raised Floor Insulation: R-19 |  | Raised Floor Insulation: R-19 | SDGE | SDGE | CZ07 | Pre1978 | CARE | Mixed-fuel | Mixed-fuel | -486.26 | 21.356 | 3632.776 | 3632.776 | -3765.976 | -154.3305 | N/A | N/A | -3467.1042 | -2554.8181 | 0 | 0 | N/A | N/A | N/A | N/A | N/A | N/A | N/A | N/A | -23.5389 | N/A | N/A | -133.2 | 0 | 0.1093 | 5.364% | 5179.06 | 277.212 | 2080.1157 | 2.0377 | 69896.7 | 5665.32
RaisedFloorInsulation_R30 | Raised Floor Insulation: R-30vs0 |  | Raised Floor Insulation: R-30vsR0 | SDGE | SDGE | CZ07 | Pre1978 | CARE | Mixed-fuel | Mixed-fuel | -568.32 | 24.187 | 4112.6252 | 4112.6252 | -4345.7252 | -180.6315 | N/A | N/A | -4068.0883 | -3033.5278 | 0 | 0 | N/A | N/A | N/A | N/A | N/A | N/A | N/A | N/A | -22.768 | N/A | N/A | -233.1 | 0 | 0.12329 | 6.05% | 5179.06 | 277.212 | 2080.1157 | 2.0377 | 69896.7 | 5747.38
WallInsulation_R13 | Wall Insulation: R-13 |  | Wall Insulation: R-13 | SDGE | SDGE | CZ07 | Pre1978 | CARE | Mixed-fuel | Mixed-fuel | 33.07 | 14.021 | 2950.4997 | 2950.4997 | -885.8997 | 42.7587 | N/A | N/A | 1212.0158 | 1784.0406 | 0.41078 | 0.60466 | N/A | N/A | N/A | N/A | N/A | N/A | N/A | N/A | 69.0036 | N/A | N/A | 2064.6 | 0.69975 | 0.08454 | 4.368% | 5024.4 | 261.329 | 1986.2391 | 1.9353 | 66633.3 | 4991.33
AtticInsulation_R38_infil | Attic Insulation: R-38 |  | Attic Insulation: R-38 | SDGE | SDGE | CZ07 | Pre1978 | CARE | Mixed-fuel | Mixed-fuel | 543.26 | 14.057 | 6762.2571 | 6762.2571 | -1600.7571 | 267.5447 | N/A | N/A | 6654.0913 | 7183.8007 | 0.984 | 1.0623 | N/A | N/A | N/A | N/A | N/A | N/A | N/A | N/A | 25.2752 | N/A | N/A | 5161.5 | 0.76328 | 0.10427 | 5.388% | 5024.4 | 261.329 | 1986.2391 | 1.9353 | 66633.3 | 4481.14
AtticInsulation_R49_infil | Attic Insulation: R-49 |  | Attic Insulation: R-49 | SDGE | SDGE | CZ07 | Pre1978 | CARE | Mixed-fuel | Mixed-fuel | 589.59 | 15.105 | 7446.0183 | 7446.0183 | -1851.6183 | 291.1391 | N/A | N/A | 7238.4743 | 7806.9226 | 0.97213 | 1.0485 | N/A | N/A | N/A | N/A | N/A | N/A | N/A | N/A | 25.5755 | N/A | N/A | 5594.4 | 0.75133 | 0.11245 | 5.81% | 5024.4 | 261.329 | 1986.2391 | 1.9353 | 66633.3 | 4434.81
Windows_0.28UFactor0.23SHGC | New Windows: 0.28 U-factor, 0.23 SHGC |  | Window Upgrade: 0.28 vs 0.30 U-factor | SDGE | SDGE | CZ07 | Pre1978 | CARE | Mixed-fuel | Mixed-fuel | 697.5 | -3.607 | 11462.7824 | 11462.7824 | -8166.0824 | 284.5161 | N/A | N/A | 6841.0331 | 6632.9364 | 0.5968 | 0.57865 | N/A | N/A | N/A | N/A | N/A | N/A | N/A | N/A | 40.2887 | N/A | N/A | 3296.7 | 0.2876 | -0.00062 | -0.03204% | 5024.4 | 261.329 | 1986.2391 | 1.9353 | 66633.3 | 4326.9
Roof_RB | Roofing: Radiant Barrier |  | Radiant Barrier (at roof replacement) | SDGE | SDGE | CZ07 | Pre1978 | CARE | Mixed-fuel | Mixed-fuel | 246.81 | 4.672 | 892.9455 | 892.9455 | 1105.0545 | 114.19 | N/A | N/A | 2823.085 | 2993.6316 | 3.1615 | 3.3525 | N/A | N/A | N/A | N/A | N/A | N/A | N/A | N/A | 7.8198 | N/A | N/A | 1998 | 2.2375 | 0.03499 | 1.808% | 5024.4 | 261.329 | 1986.2391 | 1.9353 | 66633.3 | 4777.59
Roof_0.20Ref | Roofing: Steep Sloped, 0.20 Ref. |  | 0.20 Solar Reflectance Cool Roof (at roof replacement) | SDGE | SDGE | CZ07 | Pre1978 | CARE | Mixed-fuel | Mixed-fuel | 221.17 | -4.775 | 892.9455 | 1203.407 | -454.157 | 84.4711 | N/A | N/A | 1984.4963 | 1769.9567 | 1.6491 | 1.4708 | N/A | N/A | N/A | N/A | N/A | N/A | N/A | N/A | 10.571 | N/A | N/A | 749.25 | 0.62261 | -0.02044 | -1.056% | 5024.4 | 261.329 | 1986.2391 | 1.9353 | 66633.3 | 4803.23
Roof_0.25Ref | Roofing: Steep Sloped, 0.25 Ref. |  | 0.25 Solar Reflectance Cool Roof (at roof replacement) | SDGE | SDGE | CZ07 | Pre1978 | CARE | Mixed-fuel | Mixed-fuel | 321.96 | -7.31 | 1785.8911 | 2406.8139 | -1391.1639 | 122.4402 | N/A | N/A | 2871.6521 | 2544.7402 | 1.1931 | 1.0573 | N/A | N/A | N/A | N/A | N/A | N/A | N/A | N/A | 14.5858 | N/A | N/A | 1015.65 | 0.42199 | -0.03176 | -1.641% | 5024.4 | 261.329 | 1986.2391 | 1.9353 | 66633.3 | 4702.44
Ducts_R6 | New Ducts: R-6 |  | New Ducts: R-6 | SDGE | SDGE | CZ07 | Pre1978 | CARE | Mixed-fuel | Mixed-fuel | 391.76 | 10.318 | 4808.3746 | 4808.3746 | -995.5246 | 187.2641 | N/A | N/A | 4662.7276 | 5050.8451 | 0.96971 | 1.0504 | N/A | N/A | N/A | N/A | N/A | N/A | N/A | N/A | 25.677 | N/A | N/A | 3812.85 | 0.79296 | 0.07757 | 4.008% | 5024.4 | 261.329 | 1986.2391 | 1.9353 | 66633.3 | 4632.64
Ducts_R8 | New Ducts: R-8 |  | New Ducts: R-8 | SDGE | SDGE | CZ07 | Pre1978 | CARE | Mixed-fuel | Mixed-fuel | 406.75 | 10.998 | 6311.1144 | 6311.1144 | -2315.1144 | 194.9403 | N/A | N/A | 4857.0996 | 5271.7636 | 0.76961 | 0.83531 | N/A | N/A | N/A | N/A | N/A | N/A | N/A | N/A | 32.3746 | N/A | N/A | 3996 | 0.63317 | 0.08205 | 4.24% | 5024.4 | 261.329 | 1986.2391 | 1.9353 | 66633.3 | 4617.65
DuctSealing_10% | Duct Sealing: 10% |  | Duct Sealing: 10% | SDGE | SDGE | CZ07 | Pre1978 | CARE | Mixed-fuel | Mixed-fuel | 185.06 | 5.924 | 2589.5542 | 2589.5542 | -691.4542 | 90.6028 | N/A | N/A | 2267.6817 | 2493.9876 | 0.8757 | 0.9631 | N/A | N/A | N/A | N/A | N/A | N/A | N/A | N/A | 28.5814 | N/A | N/A | 1898.1 | 0.73298 | 0.04183 | 2.161% | 5024.4 | 261.329 | 1986.2391 | 1.9353 | 66633.3 | 4839.34
HPWH | HPWH |  | 240V Fed. Min. HPWH | SDGE | SDGE | CZ07 | Pre1978 | CARE | Mixed-fuel | Mixed-fuel | -995.18 | 155.3352 | 4332.0102 | 6553.7323 | 5600.7677 | -33.6175 | 61.1249 | N/A | 973.8903 | 6844.9131 | 0.1486 | 1.0444 | 3267.0733 | 9118.5153 | 0.49851 | 1.3913 | N/A | N/A | N/A | N/A | -128.8618 | 70.8715 | N/A | 12154.5 | 1.8546 | 0.82334 | 43.72% | 5024.4 | 252.409 | 1967.9293 | 1.8832 | 65567.7 | 6019.58
HPWH_HighEfficiency | High Efficiency HPWH |  | 240V Market Std. NEEA HPWH | SDGE | SDGE | CZ07 | Pre1978 | CARE | Mixed-fuel | Mixed-fuel | -840.36 | 155.4202 | 5192.8306 | 7967.0806 | 5269.6694 | 22.6506 | 102.7134 | N/A | 2336.8222 | 8199.481 | 0.29331 | 1.0292 | 4274.6949 | 10120.8069 | 0.53654 | 1.2703 | N/A | N/A | N/A | N/A | 229.2578 | 50.5565 | N/A | 13236.75 | 1.6614 | 0.84172 | 44.7% | 5024.4 | 252.409 | 1967.9293 | 1.8832 | 65567.7 | 5864.76
HPWH_HighEfficiency_DR | High Efficiency HPWH with Demand Response |  | 240V Market Std. NEEA HPWH + DR | SDGE | SDGE | CZ07 | Pre1978 | CARE | Mixed-fuel | Mixed-fuel | -771.67 | 155.4344 | 5192.8306 | 7967.0806 | 5968.9694 | 56.9835 | 131.1661 | N/A | 3167.9966 | 9024.1081 | 0.39764 | 1.1327 | 4963.5433 | 10804.3232 | 0.62301 | 1.3561 | N/A | N/A | N/A | N/A | 91.1287 | 39.5897 | N/A | 13936.05 | 1.7492 | 0.85317 | 45.3% | 5024.4 | 252.409 | 1967.9293 | 1.8832 | 65567.7 | 5796.07
HPWH_120V | 120V HPWH |  | 120V Market Std. NEEA HPWH | SDGE | SDGE | CZ07 | Pre1978 | CARE | Mixed-fuel | Mixed-fuel | -793.2 | 155.6386 | 2892.8863 | 4272.7328 | 9530.1172 | 51.1642 | 126.9934 | N/A | 3029.535 | 8894.6945 | 0.70904 | 2.0817 | 4864.9352 | 10714.4228 | 1.1386 | 2.5076 | N/A | N/A | N/A | N/A | 56.5412 | 22.7798 | N/A | 13802.85 | 3.2305 | 0.84673 | 44.96% | 5024.4 | 252.409 | 1967.9293 | 1.8832 | 65567.7 | 5817.6
HPWH_TankOutside | HPWH in Exterior Closet |  | 240V Fed. Min. HPWH, Exterior Closet | SDGE | SDGE | CZ07 | Pre1978 | CARE | Mixed-fuel | Mixed-fuel | -1007.47 | 154.7442 | 4751.0613 | 6972.7834 | 4965.2666 | -40.9177 | 55.1678 | N/A | 790.2745 | 6640.1093 | 0.11334 | 0.95229 | 3115.968 | 8945.9444 | 0.44688 | 1.283 | N/A | N/A | N/A | N/A | -116.1126 | 86.1201 | N/A | 11938.05 | 1.7121 | 0.81773 | 43.42% | 5024.4 | 252.409 | 1967.9293 | 1.8832 | 65567.7 | 6031.87
HPWH_TankInside_NotDucted | HPWH in interior closet, not ducted |  | 240V Fed. Min. HPWH, Interior Closet, Not Ducted | SDGE | SDGE | CZ07 | Pre1978 | CARE | Mixed-fuel | Mixed-fuel | -674.96 | 140.327 | 4412.5691 | 6634.2911 | 5703.3589 | 65.3704 | 134.3517 | N/A | 3195.0478 | 8472.2386 | 0.4816 | 1.277 | 4864.7007 | 10127.6349 | 0.73327 | 1.5266 | N/A | N/A | N/A | N/A | 67.5011 | 32.8434 | N/A | 12337.65 | 1.8597 | 0.75381 | 40.03% | 5024.4 | 252.409 | 1967.9293 | 1.8832 | 65567.7 | 5699.36
HPWH_TankInside_Ducted | HPWH in interior closet, ducted outside |  | 240V Fed. Min. HPWH, Interior Closet, Ducted | SDGE | SDGE | CZ07 | Pre1978 | CARE | Mixed-fuel | Mixed-fuel | -1053.11 | 158.8091 | 5491.8272 | 7713.5493 | 4490.9007 | -51.8883 | 46.8835 | N/A | 572.341 | 6580.6013 | 0.074199 | 0.85312 | 2963.0536 | 8950.9004 | 0.38414 | 1.1604 | N/A | N/A | N/A | N/A | -105.8395 | 117.1377 | N/A | 12204.45 | 1.5822 | 0.84343 | 44.79% | 5024.4 | 252.409 | 1967.9293 | 1.8832 | 65567.7 | 6077.51
HPSH_9.5HSPF2_17SEER2 | New HPSH 9.5 HSPF2, 17 SEER2 |  | High Efficiency HPSH | SDGE | SDGE | CZ07 | Pre1978 | CARE | Mixed-fuel | Mixed-fuel | -122.49 | 47.378 | 3951.0299 | 6429.7645 | -1667.8645 | 33.5412 | 77.6283 | N/A | 1394.8863 | 3300.5947 | 0.21694 | 0.51333 | 2461.9888 | 4358.5856 | 0.3829 | 0.67788 | N/A | N/A | N/A | N/A | 117.7964 | 50.8968 | N/A | 4761.9 | 0.7406 | 0.2294 | 12.28% | 4428.17 | 254.191 | 1712.2583 | 1.8685 | 61421.85 | 4550.66
MSHP | Ducted MSHP 9.5 HSPF2, 16.5 SEER2 |  | High Eff MSHP | SDGE | SDGE | CZ07 | Pre1978 | CARE | Mixed-fuel | Mixed-fuel | -191.1 | 47.378 | 1441.5303 | 2951.3745 | 1377.6255 | 3.6962 | 52.5026 | N/A | 672.5061 | 2584.3827 | 0.22786 | 0.87565 | 1853.8361 | 3755.6256 | 0.62813 | 1.2725 | N/A | N/A | N/A | N/A | 390.0042 | 27.4564 | N/A | 4329 | 1.4668 | 0.22715 | 12.16% | 4428.17 | 254.191 | 1712.2583 | 1.8685 | 61421.85 | 4619.27
PV_3kW | 3kW PV |  | 3kW PV | SDGE | SDGE | CZ07 | Pre1978 | CARE | Mixed-fuel | Mixed-fuel | 4768.446 | 0 | 9608.1502 | 11574.2633 | -718.4633 | 704.592 | N/A | 462.0533 | 17054.2325 | 16908.6116 | 1.4735 | 1.4609 | N/A | N/A | N/A | N/A | 11183.7263 | 11088.2319 | 0.96626 | 0.95801 | 13.6365 | N/A | 20.7945 | 10855.8 | 0.93793 | 0.14189 | 7.331% | 5024.4 | 261.329 | 1986.2391 | 1.9353 | 66633.3 | 255.954
AE | All Electric |  | All Electric | SDGE | SDGE | CZ07 | Pre1978 | CARE | All Electric | Mixed-fuel | -1760.16 | 261.329 | 6302.3436 | 9121.6976 | 10741.7524 | -169.5864 | 82.2162 | N/A | -1374.6286 | 7616.411 | 0 | 0.83498 | 4720.103 | 13659.1015 | 0.51746 | 1.4974 | N/A | N/A | N/A | N/A | -37.163 | 76.6558 | N/A | 19863.45 | 2.1776 | 1.3212 | 68.27% | 5024.4 | 261.329 | 1986.2391 | 1.9353 | 66633.3 | 6784.56
VCHP_base | Base VCHP |  | Base VCHP | SDGE | SDGE | CZ07 | Pre1978 | CARE | Mixed-fuel | Mixed-fuel | -243.05 | 40.13 | 8825.7784 | 14273.6008 | -11043.5008 | -33.6811 | -1.6451 | N/A | -323.6018 | 1296.1289 | 0 | 0.090806 | 451.8123 | 2064.922 | 0.031654 | 0.14467 | N/A | N/A | N/A | N/A | -262.0391 | -5364.9605 | N/A | 3230.1 | 0.2263 | 0.18203 | 10.05% | 4176.85 | 246.943 | 1595.0703 | 1.8104 | 59107.5 | 4419.9
VCHP_Fujitsu48 | Fujitsu 48 VCHP |  | Fujitsu 48 VCHP | SDGE | SDGE | CZ07 | Pre1978 | CARE | Mixed-fuel | Mixed-fuel | 165.87 | 40.13 | 12409.8442 | 20158.142 | -13947.692 | 128.0138 | 123.7491 | N/A | 3590.1278 | 5176.4404 | 0.1781 | 0.25679 | 3486.9036 | 5074.0976 | 0.17298 | 0.25171 | N/A | N/A | N/A | N/A | 96.9415 | 100.2823 | N/A | 6210.45 | 0.30809 | 0.22523 | 12.44% | 4176.85 | 246.943 | 1595.0703 | 1.8104 | 59107.5 | 4010.98
HPWH_PV | HPWH + 3kW PV |  | 240V Fed. Min. HPWH + 3kW PV | SDGE | SDGE | CZ07 | Pre1978 | CARE | Mixed-fuel | Mixed-fuel | 3773.26 | 155.3352 | 13940.1604 | 18127.9956 | 6547.3044 | 796.5935 | N/A | 586.0001 | 21068.6568 | 26768.0965 | 1.1622 | 1.4766 | N/A | N/A | N/A | N/A | 15971.3664 | 21714.3303 | 0.88103 | 1.1978 | 17.4997 | N/A | 23.7887 | 24675.3 | 1.3612 | 0.96523 | 51.25% | 5024.4 | 252.409 | 1967.9293 | 1.8832 | 65567.7 | 1251.14
HPSH_PV | HPSH + 3kW PV |  | HPSH + 3kW PV | SDGE | SDGE | CZ07 | Pre1978 | CARE | Mixed-fuel | Mixed-fuel | 4428.1694 | 47.378 | 10628.4836 | 13192.2286 | 677.2214 | 657.3528 | N/A | 486.2373 | 16493.8771 | 18270.6598 | 1.2503 | 1.385 | N/A | N/A | N/A | N/A | 12352.1291 | 14164.2769 | 0.93632 | 1.0737 | 16.1686 | N/A | 21.8586 | 13869.45 | 1.0513 | 0.35055 | 18.76% | 4428.17 | 254.191 | 1712.2583 | 1.8685 | 61421.85 | 0.00063623
HPSH_RCV_300CFM | New HPSH |  | Heat Pump Space Heater | SCG | SCE | CZ08 | Pre1978 | CARE | Mixed-fuel | Mixed-fuel | -610.1 | 70.531 | 1172.0255 | 2178.8719 | 1095.6281 | -61.1452 | -78.746 | N/A | -610.821 | 1090.0527 | 0 | 0.50028 | -1007.3012 | 667.6752 | 0 | 0.30643 | N/A | N/A | N/A | N/A | -19.1679 | -14.8836 | N/A | 3274.5 | 1.5028 | 0.28647 | 14.07% | 5765.82 | 274.227 | 1666.3791 | 2.0357 | 70440.6 | 6375.92
DFHP_RCV_300CFM_35F | DFHP, Existing Furnace 35F |  | Dual Fuel Heat Pump (existing furnace) | SCG | SCE | CZ08 | Pre1978 | CARE | Mixed-fuel | Mixed-fuel | -535.54 | 68.799 | 1960.2499 | 948.7304 | 1992.7696 | -43.9378 | -69.2674 | N/A | -240.7876 | 1444.319 | 0 | 1.5224 | -811.3703 | 836.467 | 0 | 0.88167 | N/A | N/A | N/A | N/A | -44.6142 | -28.2997 | N/A | 2941.5 | 3.1005 | 0.29127 | 14.23% | 5765.82 | 276.035 | 1669.023 | 2.0463 | 70046.55 | 6301.36
RaisedFloorInsulation_R19 | Raised Floor Insulation: R-19 |  | Raised Floor Insulation: R-19 | SCG | SCE | CZ08 | Pre1978 | CARE | Mixed-fuel | Mixed-fuel | -376.61 | 20.685 | 3632.776 | 3632.776 | -3033.376 | -78.3514 | N/A | N/A | -1524.0246 | -1076.405 | 0 | 0 | N/A | N/A | N/A | N/A | N/A | N/A | N/A | N/A | -46.3652 | N/A | N/A | 599.4 | 0.165 | 0.11202 | 4.902% | 8031.08 | 302.723 | 2397.6623 | 2.2853 | 87795.45 | 8407.69
RaisedFloorInsulation_R30 | Raised Floor Insulation: R-30vs0 |  | Raised Floor Insulation: R-30vsR0 | SCG | SCE | CZ08 | Pre1978 | CARE | Mixed-fuel | Mixed-fuel | -447.25 | 23.832 | 4112.6252 | 4112.6252 | -3513.2252 | -94.1727 | N/A | N/A | -1845.3487 | -1339.0716 | 0 | 0 | N/A | N/A | N/A | N/A | N/A | N/A | N/A | N/A | -43.6711 | N/A | N/A | 599.4 | 0.14575 | 0.12878 | 5.635% | 8031.08 | 302.723 | 2397.6623 | 2.2853 | 87795.45 | 8478.33
WallInsulation_R13 | Wall Insulation: R-13 |  | Wall Insulation: R-13 | SCG | SCE | CZ08 | Pre1978 | CARE | Mixed-fuel | Mixed-fuel | 161.62 | 19.82 | 2950.4997 | 2950.4997 | 529.3503 | 79.5666 | N/A | N/A | 2011.8969 | 2641.8851 | 0.68188 | 0.8954 | N/A | N/A | N/A | N/A | N/A | N/A | N/A | N/A | 37.0821 | N/A | N/A | 3479.85 | 1.1794 | 0.12407 | 5.73% | 7574.97 | 285.507 | 2235.9018 | 2.1654 | 82817.1 | 7413.35
AtticInsulation_R38_infil | Attic Insulation: R-38 |  | Attic Insulation: R-38 | SCG | SCE | CZ08 | Pre1978 | CARE | Mixed-fuel | Mixed-fuel | 801.25 | 17.433 | 6762.2571 | 6762.2571 | -19.0071 | 265.7461 | N/A | N/A | 6179.0815 | 7020.488 | 0.91376 | 1.0382 | N/A | N/A | N/A | N/A | N/A | N/A | N/A | N/A | 25.4463 | N/A | N/A | 6743.25 | 0.99719 | 0.12852 | 5.935% | 7574.97 | 285.507 | 2235.9018 | 2.1654 | 82817.1 | 6773.72
AtticInsulation_R49_infil | Attic Insulation: R-49 |  | Attic Insulation: R-49 | SCG | SCE | CZ08 | Pre1978 | CARE | Mixed-fuel | Mixed-fuel | 885.94 | 19.077 | 7446.0183 | 7446.0183 | -20.1183 | 294.6623 | N/A | N/A | 6848.6346 | 7775.0561 | 0.91977 | 1.0442 | N/A | N/A | N/A | N/A | N/A | N/A | N/A | N/A | 25.2697 | N/A | N/A | 7425.9 | 0.9973 | 0.14137 | 6.529% | 7574.97 | 285.507 | 2235.9018 | 2.1654 | 82817.1 | 6689.03
Windows_0.28UFactor0.23SHGC | New Windows: 0.28 U-factor, 0.23 SHGC |  | Window Upgrade: 0.28 vs 0.30 U-factor | SCG | SCE | CZ08 | Pre1978 | CARE | Mixed-fuel | Mixed-fuel | 1181.26 | 0.215 | 11462.7824 | 11462.7824 | -5352.2324 | 342.6052 | N/A | N/A | 7720.327 | 8230.6853 | 0.67351 | 0.71804 | N/A | N/A | N/A | N/A | N/A | N/A | N/A | N/A | 33.4577 | N/A | N/A | 6110.55 | 0.53308 | 0.02641 | 1.22% | 7574.97 | 285.507 | 2235.9018 | 2.1654 | 82817.1 | 6393.71
Roof_RB | Roofing: Radiant Barrier |  | Radiant Barrier (at roof replacement) | SCG | SCE | CZ08 | Pre1978 | CARE | Mixed-fuel | Mixed-fuel | 479.6 | 5.311 | 892.9455 | 892.9455 | 2287.2045 | 147.5833 | N/A | N/A | 3383.434 | 3738.2328 | 3.7891 | 4.1864 | N/A | N/A | N/A | N/A | N/A | N/A | N/A | N/A | 6.0505 | N/A | N/A | 3180.15 | 3.5614 | 0.04207 | 1.943% | 7574.97 | 285.507 | 2235.9018 | 2.1654 | 82817.1 | 7095.37
Roof_0.20Ref | Roofing: Steep Sloped, 0.20 Ref. |  | 0.20 Solar Reflectance Cool Roof (at roof replacement) | SCG | SCE | CZ08 | Pre1978 | CARE | Mixed-fuel | Mixed-fuel | 389.91 | -5.81 | 892.9455 | 1203.407 | 228.493 | 106.4129 | N/A | N/A | 2332.674 | 2338.7455 | 1.9384 | 1.9434 | N/A | N/A | N/A | N/A | N/A | N/A | N/A | N/A | 8.3913 | N/A | N/A | 1431.9 | 1.1899 | -0.02274 | -1.05% | 7574.97 | 285.507 | 2235.9018 | 2.1654 | 82817.1 | 7185.06
Roof_0.25Ref | Roofing: Steep Sloped, 0.25 Ref. vs. 0.20 Ref |  | Roofing Upgrade: 0.25 vs. 0.20 Solar Reflectance (at roof replacement) | SCG | SCE | CZ08 | Pre1978 | CARE | Mixed-fuel | Mixed-fuel | 592.64 | -8.867 | 1785.8911 | 2406.8139 | -242.3139 | 161.6395 | N/A | N/A | 3542.8337 | 3550.9819 | 1.472 | 1.4754 | N/A | N/A | N/A | N/A | N/A | N/A | N/A | N/A | 11.0486 | N/A | N/A | 2164.5 | 0.89932 | -0.03516 | -1.624% | 7574.97 | 285.507 | 2235.9018 | 2.1654 | 82817.1 | 6982.33
Ducts_R6 | New Ducts: R-6 |  | New Ducts: R-6 | SCG | SCE | CZ08 | Pre1978 | CARE | Mixed-fuel | Mixed-fuel | 1289.22 | 15.739 | 4808.3746 | 4808.3746 | 4548.9254 | 411.6913 | N/A | N/A | 9448.7903 | 10463.1094 | 1.9651 | 2.176 | N/A | N/A | N/A | N/A | N/A | N/A | N/A | N/A | 11.6796 | N/A | N/A | 9357.3 | 1.946 | 0.13833 | 6.388% | 7574.97 | 285.507 | 2235.9018 | 2.1654 | 82817.1 | 6285.75
Ducts_R8 | New Ducts: R-8 |  | New Ducts: R-8 | SCG | SCE | CZ08 | Pre1978 | CARE | Mixed-fuel | Mixed-fuel | 1322.13 | 16.684 | 6311.1144 | 6311.1144 | 3345.8856 | 422.7783 | N/A | N/A | 9709.0468 | 10764.2231 | 1.5384 | 1.7056 | N/A | N/A | N/A | N/A | N/A | N/A | N/A | N/A | 14.9277 | N/A | N/A | 9657 | 1.5302 | 0.14484 | 6.689% | 7574.97 | 285.507 | 2235.9018 | 2.1654 | 82817.1 | 6252.84
DuctSealing_10% | Duct Sealing: 10% |  | Duct Sealing: 10% | SCG | SCE | CZ08 | Pre1978 | CARE | Mixed-fuel | Mixed-fuel | 583.87 | 9.472 | 2589.5542 | 2589.5542 | 1839.3458 | 189.0838 | N/A | N/A | 4364.6266 | 4888.7409 | 1.6855 | 1.8879 | N/A | N/A | N/A | N/A | N/A | N/A | N/A | N/A | 13.6953 | N/A | N/A | 4428.9 | 1.7103 | 0.07399 | 3.417% | 7574.97 | 285.507 | 2235.9018 | 2.1654 | 82817.1 | 6991.1
HPWH | HPWH |  | 240V Fed. Min. HPWH | SCG | SCE | CZ08 | Pre1978 | CARE | Mixed-fuel | Mixed-fuel | -964.17 | 152.4 | 4332.0102 | 6553.7323 | 5234.4677 | -61.4088 | -18.3928 | N/A | 169.6362 | 3707.3054 | 0.025884 | 0.56568 | 1138.63 | 4739.5919 | 0.17374 | 0.72319 | N/A | N/A | N/A | N/A | -70.5438 | -235.5272 | N/A | 11788.2 | 1.7987 | 0.80407 | 38.05% | 7574.97 | 276.627 | 2222.5453 | 2.1134 | 81751.5 | 8539.14
HPWH_HighEfficiency | High Efficiency HPWH |  | 240V Market Std. NEEA HPWH | SCG | SCE | CZ08 | Pre1978 | CARE | Mixed-fuel | Mixed-fuel | -797.71 | 152.51 | 5192.8306 | 7967.0806 | 5069.8694 | -13.2874 | 19.4808 | N/A | 1254.8098 | 4866.0261 | 0.1575 | 0.61077 | 1992.9594 | 5652.3901 | 0.25015 | 0.70947 | N/A | N/A | N/A | N/A | -390.8076 | 266.5611 | N/A | 13036.95 | 1.6364 | 0.82507 | 39.04% | 7574.97 | 276.627 | 2222.5453 | 2.1134 | 81751.5 | 8372.68
HPWH_HighEfficiency_DR | High Efficiency HPWH with Demand Response |  | 240V Market Std. NEEA HPWH + DR | SCG | SCE | CZ08 | Pre1978 | CARE | Mixed-fuel | Mixed-fuel | -671.12 | 152.549 | 5192.8306 | 7967.0806 | 6085.5194 | 28.0813 | 58.5803 | N/A | 2187.1074 | 5860.1505 | 0.27452 | 0.73555 | 2874.1392 | 6592.0577 | 0.36075 | 0.82741 | N/A | N/A | N/A | N/A | 184.9211 | 88.6446 | N/A | 14052.6 | 1.7638 | 0.84342 | 39.91% | 7574.97 | 276.627 | 2222.5453 | 2.1134 | 81751.5 | 8246.09
HPWH_120V | 120V HPWH |  | 120V Market Std. NEEA HPWH | SCG | SCE | CZ08 | Pre1978 | CARE | Mixed-fuel | Mixed-fuel | -761.69 | 152.81 | 2892.8863 | 4272.7328 | 9097.2172 | 3.0936 | 41.455 | N/A | 1627.0153 | 5269.8112 | 0.38079 | 1.2334 | 2491.1573 | 6190.3972 | 0.58304 | 1.4488 | N/A | N/A | N/A | N/A | 935.1208 | 69.7838 | N/A | 13369.95 | 3.1291 | 0.83394 | 39.46% | 7574.97 | 276.627 | 2222.5453 | 2.1134 | 81751.5 | 8336.66
HPWH_TankOutside | HPWH in Exterior Closet |  | 240V Fed. Min. HPWH, Exterior Closet | SCG | SCE | CZ08 | Pre1978 | CARE | Mixed-fuel | Mixed-fuel | -982.85 | 151.666 | 4751.0613 | 6972.7834 | 4565.6666 | -68.7292 | -25.5895 | N/A | -3.1054 | 3505.4766 | 0 | 0.50274 | 968.674 | 4540.7306 | 0.13892 | 0.65121 | N/A | N/A | N/A | N/A | -69.1273 | -185.6642 | N/A | 11538.45 | 1.6548 | 0.79634 | 37.68% | 7574.97 | 276.627 | 2222.5453 | 2.1134 | 81751.5 | 8557.82
HPWH_TankInside_NotDucted | HPWH in interior closet, not ducted |  | 240V Fed. Min. HPWH, Interior Closet, Not Ducted | SCG | SCE | CZ08 | Pre1978 | CARE | Mixed-fuel | Mixed-fuel | -569.7 | 135.085 | 4412.5691 | 6634.2911 | 5553.5089 | 25.8752 | 46.441 | N/A | 1952.6762 | 5190.8915 | 0.29433 | 0.78243 | 2415.9491 | 5684.4244 | 0.36416 | 0.85682 | N/A | N/A | N/A | N/A | 170.5325 | 95.0144 | N/A | 12187.8 | 1.8371 | 0.72702 | 34.4% | 7574.97 | 276.627 | 2222.5453 | 2.1134 | 81751.5 | 8144.67
HPWH_TankInside_Ducted | HPWH in interior closet, ducted outside |  | 240V Fed. Min. HPWH, Interior Closet, Ducted | SCG | SCE | CZ08 | Pre1978 | CARE | Mixed-fuel | Mixed-fuel | -1037.07 | 156.551 | 5491.8272 | 7713.5493 | 4224.5007 | -76.2528 | -30.2852 | N/A | -120.4738 | 3498.782 | 0 | 0.45359 | 915.0095 | 4601.901 | 0.11862 | 0.5966 | N/A | N/A | N/A | N/A | -72.0213 | -181.3369 | N/A | 11938.05 | 1.5477 | 0.82878 | 39.22% | 7574.97 | 276.627 | 2222.5453 | 2.1134 | 81751.5 | 8612.04
HPSH_9.5HSPF2_17SEER2 | New HPSH 9.5 HSPF2, 17 SEER2 |  | High Efficiency HPSH | SCG | SCE | CZ08 | Pre1978 | CARE | Mixed-fuel | Mixed-fuel | -218.09 | 70.531 | 4148.5785 | 7065.961 | -1144.111 | 53.7003 | 17.7897 | N/A | 1976.2297 | 3846.0842 | 0.27968 | 0.54431 | 1167.2948 | 2984.3114 | 0.1652 | 0.42235 | N/A | N/A | N/A | N/A | 77.2544 | 233.2017 | N/A | 5921.85 | 0.83808 | 0.32143 | 15.79% | 5765.82 | 274.227 | 1666.3791 | 2.0357 | 70440.6 | 5983.91
MSHP | Ducted MSHP 9.5 HSPF2, 16.5 SEER2 |  | High Eff MSHP | SCG | SCE | CZ08 | Pre1978 | CARE | Mixed-fuel | Mixed-fuel | -282.55 | 70.531 | 1421.1983 | 3229.8412 | 2342.3588 | 34.2069 | 0.38307 | N/A | 1537.1158 | 3378.2883 | 0.47591 | 1.046 | 775.1876 | 2566.5926 | 0.24001 | 0.79465 | N/A | N/A | N/A | N/A | 41.5471 | 3710.0362 | N/A | 5572.2 | 1.7252 | 0.31962 | 15.7% | 5765.82 | 274.227 | 1666.3791 | 2.0357 | 70440.6 | 6048.37
PV_3kW | 3kW PV |  | 3kW PV | SCG | SCE | CZ08 | Pre1978 | CARE | Mixed-fuel | Mixed-fuel | 4863.55 | 0 | 9608.1502 | 11574.2633 | 2877.9367 | 807.4568 | N/A | 675.1512 | 18189.0608 | 19377.1327 | 1.5715 | 1.6742 | N/A | N/A | N/A | N/A | 15208.6979 | 16202.0987 | 1.314 | 1.3998 | 11.8993 | N/A | 14.2311 | 14452.2 | 1.2486 | 0.13647 | 6.302% | 7574.97 | 285.507 | 2235.9018 | 2.1654 | 82817.1 | 2711.42
AE | All Electric |  | All Electric | SCG | SCE | CZ08 | Pre1978 | CARE | All Electric | Mixed-fuel | -804.87 | 285.507 | 6454.0357 | 9682.6042 | 17257.0958 | 220.8165 | 299.9192 | N/A | 7908.908 | 15089.9261 | 0.81682 | 1.5585 | 9690.8054 | 16988.2134 | 1.0008 | 1.7545 | N/A | N/A | N/A | N/A | 29.2281 | 21.5192 | N/A | 26939.7 | 2.7823 | 1.4408 | 66.54% | 7574.97 | 285.507 | 2235.9018 | 2.1654 | 82817.1 | 8379.84
VCHP_base | Base VCHP |  | Base VCHP | SCG | SCE | CZ08 | Pre1978 | CARE | Mixed-fuel | Mixed-fuel | -348.05 | 60.383 | 13336.3685 | 21679.367 | -17416.967 | -4.3353 | -60.0075 | N/A | 556.182 | 2077.3136 | 0.025655 | 0.09582 | -697.9094 | 741.3076 | 0 | 0.034194 | N/A | N/A | N/A | N/A | -3076.198 | -222.245 | N/A | 4262.4 | 0.19661 | 0.2585 | 13.25% | 5292.6 | 264.079 | 1512.47 | 1.9506 | 66783.15 | 5640.65
VCHP_Fujitsu48 | Fujitsu 48 VCHP |  | Fujitsu 48 VCHP | SCG | SCE | CZ08 | Pre1978 | CARE | Mixed-fuel | Mixed-fuel | 466.78 | 60.383 | 17266.2712 | 28131.7248 | -18075.1248 | 225.5919 | 130.2453 | N/A | 5735.6065 | 7595.0474 | 0.20388 | 0.26998 | 3587.7935 | 5306.9438 | 0.12754 | 0.18865 | N/A | N/A | N/A | N/A | 76.5376 | 132.5673 | N/A | 10056.6 | 0.35748 | 0.34359 | 17.62% | 5292.6 | 264.079 | 1512.47 | 1.9506 | 66783.15 | 4825.82
HPWH_PV | HPWH + 3kW PV |  | 240V Fed. Min. HPWH + 3kW PV | SCG | SCE | CZ08 | Pre1978 | CARE | Mixed-fuel | Mixed-fuel | 3899.38 | 152.4 | 13940.1604 | 18127.9956 | 9660.8544 | 825.0198 | N/A | 704.3793 | 20137.6452 | 24979.5835 | 1.1109 | 1.378 | N/A | N/A | N/A | N/A | 17420.0541 | 22084.4849 | 0.96095 | 1.2183 | 16.8968 | N/A | 19.7907 | 27788.85 | 1.5329 | 0.94054 | 44.5% | 7574.97 | 276.627 | 2222.5453 | 2.1134 | 81751.5 | 3675.59
HPSH_PV | HPSH + 3kW PV |  | HPSH + 3kW PV | SCG | SCE | CZ08 | Pre1978 | CARE | Mixed-fuel | Mixed-fuel | 4253.45 | 70.531 | 10780.1756 | 13753.1352 | 3307.5648 | 727.9348 | N/A | 603.1058 | 17164.2781 | 20026.1846 | 1.248 | 1.4561 | N/A | N/A | N/A | N/A | 14352.3365 | 17030.5727 | 1.0436 | 1.2383 | 14.8093 | N/A | 17.8744 | 17060.7 | 1.2405 | 0.42294 | 20.78% | 5765.82 | 274.227 | 1666.3791 | 2.0357 | 70440.6 | 1512.37
HPSH_RCV_300CFM | New HPSH |  | Heat Pump Space Heater | SCG | SCE | CZ09 | Pre1978 | CARE | Mixed-fuel | Mixed-fuel | -878.81 | 99.228 | 1172.0255 | 2178.8719 | 2205.6281 | -96.6337 | -127.6484 | N/A | -1089.6398 | 1308.0241 | 0 | 0.60032 | -1788.2874 | 563.7423 | 0 | 0.25873 | N/A | N/A | N/A | N/A | -12.1285 | -9.1817 | N/A | 4384.5 | 2.0123 | 0.39597 | 17.86% | 5692.88 | 304.012 | 1653.8631 | 2.2165 | 74031.45 | 6571.69
DFHP_RCV_300CFM_35F | DFHP, Existing Furnace 35F |  | Dual Fuel Heat Pump (existing furnace) | SCG | SCE | CZ09 | Pre1978 | CARE | Mixed-fuel | Mixed-fuel | -737.66 | 94.929 | 1960.2499 | 948.7304 | 3013.9696 | -65.2364 | -110.6071 | N/A | -427.815 | 1909.8843 | 0 | 2.0131 | -1449.8513 | 821.0907 | 0 | 0.86546 | N/A | N/A | N/A | N/A | -30.0484 | -17.7226 | N/A | 3962.7 | 4.1768 | 0.40267 | 18.05% | 5692.88 | 306.557 | 1657.5854 | 2.2314 | 73482 | 6430.54
RaisedFloorInsulation_R19 | Raised Floor Insulation: R-19 |  | Raised Floor Insulation: R-19 | SCG | SCE | CZ09 | Pre1978 | CARE | Mixed-fuel | Mixed-fuel | -355.77 | 26.119 | 3632.776 | 3632.776 | -2217.526 | -58.3433 | N/A | N/A | -974.4823 | -266.5279 | 0 | 0 | N/A | N/A | N/A | N/A | N/A | N/A | N/A | N/A | -62.2655 | N/A | N/A | 1415.25 | 0.38958 | 0.1455 | 5.739% | 7913 | 343.404 | 2391.6247 | 2.5352 | 93106.8 | 8268.77
RaisedFloorInsulation_R30 | Raised Floor Insulation: R-30vs0 |  | Raised Floor Insulation: R-30vsR0 | SCG | SCE | CZ09 | Pre1978 | CARE | Mixed-fuel | Mixed-fuel | -421.13 | 29.971 | 4112.6252 | 4112.6252 | -2530.8752 | -71.1893 | N/A | N/A | -1218.1411 | -422.2935 | 0 | 0 | N/A | N/A | N/A | N/A | N/A | N/A | N/A | N/A | -57.7703 | N/A | N/A | 1581.75 | 0.38461 | 0.16655 | 6.57% | 7913 | 343.404 | 2391.6247 | 2.5352 | 93106.8 | 8334.13
WallInsulation_R13 | Wall Insulation: R-13 |  | Wall Insulation: R-13 | SCG | SCE | CZ09 | Pre1978 | CARE | Mixed-fuel | Mixed-fuel | 194.86 | 23.433 | 2950.4997 | 2950.4997 | 1228.6503 | 95.166 | N/A | N/A | 2412.631 | 3180.8327 | 0.8177 | 1.0781 | N/A | N/A | N/A | N/A | N/A | N/A | N/A | N/A | 31.0037 | N/A | N/A | 4179.15 | 1.4164 | 0.14724 | 6.202% | 7413.7 | 319.833 | 2204.6998 | 2.3742 | 86929.65 | 7218.84
AtticInsulation_R38_infil | Attic Insulation: R-38 |  | Attic Insulation: R-38 | SCG | SCE | CZ09 | Pre1978 | CARE | Mixed-fuel | Mixed-fuel | 745.54 | 20.7 | 6762.2571 | 6762.2571 | 147.4929 | 252.1265 | N/A | N/A | 5917.556 | 6844.6955 | 0.87509 | 1.0122 | N/A | N/A | N/A | N/A | N/A | N/A | N/A | N/A | 26.8209 | N/A | N/A | 6909.75 | 1.0218 | 0.14749 | 6.212% | 7413.7 | 319.833 | 2204.6998 | 2.3742 | 86929.65 | 6668.16
AtticInsulation_R49_infil | Attic Insulation: R-49 |  | Attic Insulation: R-49 | SCG | SCE | CZ09 | Pre1978 | CARE | Mixed-fuel | Mixed-fuel | 831.23 | 22.636 | 7446.0183 | 7446.0183 | 196.3317 | 281.3825 | N/A | N/A | 6597.9749 | 7618.1303 | 0.88611 | 1.0231 | N/A | N/A | N/A | N/A | N/A | N/A | N/A | N/A | 26.4623 | N/A | N/A | 7642.35 | 1.0264 | 0.16198 | 6.823% | 7413.7 | 319.833 | 2204.6998 | 2.3742 | 86929.65 | 6582.47
Windows_0.28UFactor0.23SHGC | New Windows: 0.28 U-factor, 0.23 SHGC |  | Window Upgrade: 0.28 vs 0.30 U-factor | SCG | SCE | CZ09 | Pre1978 | CARE | Mixed-fuel | Mixed-fuel | 1215.6 | 4.128 | 11462.7824 | 11462.7824 | -4469.7824 | 360.028 | N/A | N/A | 8162.6737 | 8815.188 | 0.7121 | 0.76903 | N/A | N/A | N/A | N/A | N/A | N/A | N/A | N/A | 31.8386 | N/A | N/A | 6993 | 0.61006 | 0.05482 | 2.309% | 7413.7 | 319.833 | 2204.6998 | 2.3742 | 86929.65 | 6198.1
Roof_RB | Roofing: Radiant Barrier |  | Radiant Barrier (at roof replacement) | SCG | SCE | CZ09 | Pre1978 | CARE | Mixed-fuel | Mixed-fuel | 449.05 | 6.958 | 892.9455 | 892.9455 | 2337.1545 | 141.1239 | N/A | N/A | 3264.0128 | 3670.2481 | 3.6553 | 4.1103 | N/A | N/A | N/A | N/A | N/A | N/A | N/A | N/A | 6.3274 | N/A | N/A | 3230.1 | 3.6174 | 0.05204 | 2.192% | 7413.7 | 319.833 | 2204.6998 | 2.3742 | 86929.65 | 6964.65
Roof_0.20Ref | Roofing: Steep Sloped, 0.20 Ref. |  | 0.20 Solar Reflectance Cool Roof (at roof replacement) | SCG | SCE | CZ09 | Pre1978 | CARE | Mixed-fuel | Mixed-fuel | 376.11 | -6.181 | 892.9455 | 1203.407 | 95.293 | 99.7484 | N/A | N/A | 2165.7201 | 2122.6748 | 1.7997 | 1.7639 | N/A | N/A | N/A | N/A | N/A | N/A | N/A | N/A | 8.952 | N/A | N/A | 1298.7 | 1.0792 | -0.02543 | -1.071% | 7413.7 | 319.833 | 2204.6998 | 2.3742 | 86929.65 | 7037.59
Roof_0.25Ref | Roofing: Steep Sloped, 0.25 Ref. vs. 0.20 Ref |  | Roofing Upgrade: 0.25 vs. 0.20 Solar Reflectance (at roof replacement) | SCG | SCE | CZ09 | Pre1978 | CARE | Mixed-fuel | Mixed-fuel | 548.89 | -9.402 | 1785.8911 | 2406.8139 | -542.0139 | 144.6079 | N/A | N/A | 3134.0186 | 3058.3382 | 1.3021 | 1.2707 | N/A | N/A | N/A | N/A | N/A | N/A | N/A | N/A | 12.3499 | N/A | N/A | 1864.8 | 0.7748 | -0.03896 | -1.641% | 7413.7 | 319.833 | 2204.6998 | 2.3742 | 86929.65 | 6864.81
Ducts_R6 | New Ducts: R-6 |  | New Ducts: R-6 | SCG | SCE | CZ09 | Pre1978 | CARE | Mixed-fuel | Mixed-fuel | 1257.7 | 21.801 | 4808.3746 | 4808.3746 | 5331.4754 | 410.0036 | N/A | N/A | 9487.9799 | 10680.1859 | 1.9732 | 2.2212 | N/A | N/A | N/A | N/A | N/A | N/A | N/A | N/A | 11.7276 | N/A | N/A | 10139.85 | 2.1088 | 0.17786 | 7.491% | 7413.7 | 319.833 | 2204.6998 | 2.3742 | 86929.65 | 6156
Ducts_R8 | New Ducts: R-8 |  | New Ducts: R-8 | SCG | SCE | CZ09 | Pre1978 | CARE | Mixed-fuel | Mixed-fuel | 1290.05 | 23.088 | 6311.1144 | 6311.1144 | 4178.3856 | 421.4192 | N/A | N/A | 9759.4354 | 11001.8587 | 1.5464 | 1.7433 | N/A | N/A | N/A | N/A | N/A | N/A | N/A | N/A | 14.9759 | N/A | N/A | 10489.5 | 1.6621 | 0.18645 | 7.853% | 7413.7 | 319.833 | 2204.6998 | 2.3742 | 86929.65 | 6123.65
DuctSealing_10% | Duct Sealing: 10% |  | Duct Sealing: 10% | SCG | SCE | CZ09 | Pre1978 | CARE | Mixed-fuel | Mixed-fuel | 567.56 | 13.277 | 2589.5542 | 2589.5542 | 2305.5458 | 190.5626 | N/A | N/A | 4450.0006 | 5097.9202 | 1.7184 | 1.9686 | N/A | N/A | N/A | N/A | N/A | N/A | N/A | N/A | 13.589 | N/A | N/A | 4895.1 | 1.8903 | 0.09783 | 4.121% | 7413.7 | 319.833 | 2204.6998 | 2.3742 | 86929.65 | 6846.14
HPWH | HPWH |  | 240V Fed. Min. HPWH | SCG | SCE | CZ09 | Pre1978 | CARE | Mixed-fuel | Mixed-fuel | -998.8 | 153.539 | 4332.0102 | 6553.7323 | 5151.2177 | -53.0128 | -70.9881 | N/A | 399.8853 | 4045.9644 | 0.061016 | 0.61735 | -5.0336 | 3614.5971 | 0 | 0.55153 | N/A | N/A | N/A | N/A | -81.7164 | -61.0245 | N/A | 11704.95 | 1.786 | 0.80548 | 34.69% | 7413.7 | 310.939 | 2190.7457 | 2.3222 | 85864.05 | 8412.5
HPWH_HighEfficiency | High Efficiency HPWH |  | 240V Market Std. NEEA HPWH | SCG | SCE | CZ09 | Pre1978 | CARE | Mixed-fuel | Mixed-fuel | -824.33 | 153.654 | 5192.8306 | 7967.0806 | 5019.9194 | -3.0873 | -32.6378 | N/A | 1525.7444 | 5248.1317 | 0.19151 | 0.65873 | 860.0773 | 4538.9847 | 0.10795 | 0.56972 | N/A | N/A | N/A | N/A | -1682.0179 | -159.1046 | N/A | 12987 | 1.6301 | 0.82774 | 35.65% | 7413.7 | 310.939 | 2190.7457 | 2.3222 | 85864.05 | 8238.03
HPWH_HighEfficiency_DR | High Efficiency HPWH with Demand Response |  | 240V Market Std. NEEA HPWH + DR | SCG | SCE | CZ09 | Pre1978 | CARE | Mixed-fuel | Mixed-fuel | -688.08 | 153.711 | 5192.8306 | 7967.0806 | 6085.5194 | 41.1766 | 8.7491 | N/A | 2523.4575 | 6312.3978 | 0.31674 | 0.79231 | 1792.9841 | 5534.2113 | 0.22505 | 0.69463 | N/A | N/A | N/A | N/A | 126.1112 | 593.5278 | N/A | 14052.6 | 1.7638 | 0.84833 | 36.53% | 7413.7 | 310.939 | 2190.7457 | 2.3222 | 85864.05 | 8101.78
HPWH_120V | 120V HPWH |  | 120V Market Std. NEEA HPWH | SCG | SCE | CZ09 | Pre1978 | CARE | Mixed-fuel | Mixed-fuel | -776.97 | 153.995 | 2892.8863 | 4272.7328 | 9163.8172 | 16.5193 | -8.2354 | N/A | 1971.0303 | 5730.7255 | 0.4613 | 1.3412 | 1413.3973 | 5136.6691 | 0.33079 | 1.2022 | N/A | N/A | N/A | N/A | 175.1214 | -351.2759 | N/A | 13436.55 | 3.1447 | 0.83888 | 36.12% | 7413.7 | 310.939 | 2190.7457 | 2.3222 | 85864.05 | 8190.67
HPWH_TankOutside | HPWH in Exterior Closet |  | 240V Fed. Min. HPWH, Exterior Closet | SCG | SCE | CZ09 | Pre1978 | CARE | Mixed-fuel | Mixed-fuel | -1017.89 | 152.741 | 4751.0613 | 6972.7834 | 4465.7666 | -60.2968 | -77.8583 | N/A | 227.3239 | 3842.8775 | 0.032602 | 0.55113 | -168.2723 | 3421.4418 | 0 | 0.49069 | N/A | N/A | N/A | N/A | -78.7946 | -61.0219 | N/A | 11438.55 | 1.6405 | 0.79653 | 34.3% | 7413.7 | 310.939 | 2190.7457 | 2.3222 | 85864.05 | 8431.59
HPWH_TankInside_NotDucted | HPWH in interior closet, not ducted |  | 240V Fed. Min. HPWH, Interior Closet, Not Ducted | SCG | SCE | CZ09 | Pre1978 | CARE | Mixed-fuel | Mixed-fuel | -605.14 | 136.037 | 4412.5691 | 6634.2911 | 5453.6089 | 34.4117 | -6.5058 | N/A | 2185.0447 | 5529.4414 | 0.32936 | 0.83346 | 1263.3227 | 4547.5144 | 0.19042 | 0.68546 | N/A | N/A | N/A | N/A | 128.2289 | -678.2487 | N/A | 12087.9 | 1.822 | 0.73043 | 31.45% | 7413.7 | 310.939 | 2190.7457 | 2.3222 | 85864.05 | 8018.84
HPWH_TankInside_Ducted | HPWH in interior closet, ducted outside |  | 240V Fed. Min. HPWH, Interior Closet, Ducted | SCG | SCE | CZ09 | Pre1978 | CARE | Mixed-fuel | Mixed-fuel | -1069.29 | 157.981 | 5491.8272 | 7713.5493 | 4174.5507 | -67.7745 | -84.0128 | N/A | 114.4495 | 3848.8283 | 0.014837 | 0.49897 | -251.3391 | 3459.1471 | 0 | 0.44845 | N/A | N/A | N/A | N/A | -81.0308 | -65.3689 | N/A | 11888.1 | 1.5412 | 0.83169 | 35.82% | 7413.7 | 310.939 | 2190.7457 | 2.3222 | 85864.05 | 8482.99
HPSH_9.5HSPF2_17SEER2 | New HPSH 9.5 HSPF2, 17 SEER2 |  | High Efficiency HPSH | SCG | SCE | CZ09 | Pre1978 | CARE | Mixed-fuel | Mixed-fuel | -478.15 | 99.228 | 4148.5785 | 7065.961 | 149.039 | 20.398 | -31.3579 | N/A | 1546.6582 | 4116.5196 | 0.21889 | 0.58258 | 380.7877 | 2874.4969 | 0.05389 | 0.40681 | N/A | N/A | N/A | N/A | 203.382 | -132.2978 | N/A | 7215 | 1.0211 | 0.43926 | 19.82% | 5692.88 | 304.012 | 1653.8631 | 2.2165 | 74031.45 | 6171.03
MSHP | Ducted MSHP 9.5 HSPF2, 16.5 SEER2 |  | High Eff MSHP | SCG | SCE | CZ09 | Pre1978 | CARE | Mixed-fuel | Mixed-fuel | -533.65 | 99.228 | 1421.1983 | 3229.8412 | 3702.1088 | 3.3478 | -46.6385 | N/A | 1162.5799 | 3707.3541 | 0.35995 | 1.1478 | 36.5706 | 2507.7962 | 0.011323 | 0.77645 | N/A | N/A | N/A | N/A | 424.518 | -30.4726 | N/A | 6931.95 | 2.1462 | 0.43744 | 19.74% | 5692.88 | 304.012 | 1653.8631 | 2.2165 | 74031.45 | 6226.53
PV_3kW | 3kW PV |  | 3kW PV | SCG | SCE | CZ09 | Pre1978 | CARE | Mixed-fuel | Mixed-fuel | 5054.62 | 0 | 9608.1502 | 11574.2633 | 2494.9867 | 793.1513 | N/A | 628.6911 | 17866.8097 | 19033.8328 | 1.5437 | 1.6445 | N/A | N/A | N/A | N/A | 14162.1209 | 15087.1614 | 1.2236 | 1.3035 | 12.1139 | N/A | 15.2828 | 14069.25 | 1.2156 | 0.14028 | 5.909% | 7413.7 | 319.833 | 2204.6998 | 2.3742 | 86929.65 | 2359.08
AE | All Electric |  | All Electric | SCG | SCE | CZ09 | Pre1978 | CARE | All Electric | Mixed-fuel | -1197.51 | 319.833 | 6454.0357 | 9682.6042 | 18805.5458 | 168.5055 | 227.6637 | N/A | 7122.7398 | 15143.0684 | 0.73562 | 1.5639 | 8455.3591 | 16562.7316 | 0.87325 | 1.7106 | N/A | N/A | N/A | N/A | 38.3016 | 28.349 | N/A | 28488.15 | 2.9422 | 1.5795 | 66.53% | 7413.7 | 319.833 | 2204.6998 | 2.3742 | 86929.65 | 8611.21
VCHP_base | Base VCHP |  | Base VCHP | SCG | SCE | CZ09 | Pre1978 | CARE | Mixed-fuel | Mixed-fuel | -559.74 | 85.591 | 13336.3685 | 21679.367 | -16001.717 | -23.8435 | -98.9243 | N/A | 398.4727 | 2549.1023 | 0.01838 | 0.11758 | -1292.8239 | 747.3337 | 0 | 0.034472 | N/A | N/A | N/A | N/A | -559.3287 | -134.8139 | N/A | 5677.65 | 0.26189 | 0.36168 | 17.18% | 5209.97 | 290.375 | 1496.7526 | 2.1055 | 69946.65 | 5769.71
VCHP_Fujitsu48 | Fujitsu 48 VCHP |  | Fujitsu 48 VCHP | SCG | SCE | CZ09 | Pre1978 | CARE | Mixed-fuel | Mixed-fuel | 358.23 | 85.591 | 17266.2712 | 28131.7248 | -15544.3248 | 224.5333 | 107.3116 | N/A | 5993.4991 | 8509.5842 | 0.21305 | 0.30249 | 3352.92 | 5696.5279 | 0.11919 | 0.20249 | N/A | N/A | N/A | N/A | 76.8985 | 160.8985 | N/A | 12587.4 | 0.44745 | 0.47808 | 22.71% | 5209.97 | 290.375 | 1496.7526 | 2.1055 | 69946.65 | 4851.74
HPWH_PV | HPWH + 3kW PV |  | 240V Fed. Min. HPWH + 3kW PV | SCG | SCE | CZ09 | Pre1978 | CARE | Mixed-fuel | Mixed-fuel | 4055.82 | 153.539 | 13940.1604 | 18127.9956 | 9327.8544 | 814.7385 | N/A | 660.0129 | 19947.1608 | 24870.0275 | 1.1004 | 1.3719 | N/A | N/A | N/A | N/A | 16461.758 | 21156.9654 | 0.90808 | 1.1671 | 17.11 | N/A | 21.121 | 27455.85 | 1.5146 | 0.94576 | 40.73% | 7413.7 | 310.939 | 2190.7457 | 2.3222 | 85864.05 | 3357.88
HPSH_PV | HPSH + 3kW PV |  | HPSH + 3kW PV | SCG | SCE | CZ09 | Pre1978 | CARE | Mixed-fuel | Mixed-fuel | 4175.81 | 99.228 | 10780.1756 | 13753.1352 | 4134.5148 | 688.9287 | N/A | 561.3545 | 16606.2223 | 20159.7433 | 1.2074 | 1.4658 | N/A | N/A | N/A | N/A | 13732.4384 | 17098.2498 | 0.9985 | 1.2432 | 15.6477 | N/A | 19.2039 | 17887.65 | 1.3006 | 0.53625 | 24.19% | 5692.88 | 304.012 | 1653.8631 | 2.2165 | 74031.45 | 1517.07
HPSH_RCV_300CFM | New HPSH |  | Heat Pump Space Heater | SCG | SCE | CZ10 | Pre1978 | CARE | Mixed-fuel | Mixed-fuel | -903.94 | 98.216 | 1172.0255 | 2178.8719 | 1772.7281 | -77.3259 | -125.919 | N/A | -675.9783 | 1700.3922 | 0 | 0.7804 | -1770.6056 | 534.2661 | 0 | 0.2452 | N/A | N/A | N/A | N/A | -15.157 | -9.3078 | N/A | 3951.6 | 1.8136 | 0.39102 | 17.6% | 6443.2 | 301.126 | 1846.2216 | 2.2214 | 77761.05 | 7347.14
DFHP_RCV_300CFM_35F | DFHP, Existing Furnace 35F |  | Dual Fuel Heat Pump (existing furnace) | SCG | SCE | CZ10 | Pre1978 | CARE | Mixed-fuel | Mixed-fuel | -735.44 | 90.974 | 1960.2499 | 948.7304 | 2531.1196 | -44.7016 | -108.014 | N/A | -11.5769 | 2248.0841 | 0 | 2.3696 | -1437.7751 | 728.7296 | 0 | 0.76811 | N/A | N/A | N/A | N/A | -43.8519 | -18.1481 | N/A | 3479.85 | 3.6679 | 0.38356 | 17.15% | 6443.2 | 303.645 | 1850.3963 | 2.2361 | 77206.05 | 7178.64
RaisedFloorInsulation_R19 | Raised Floor Insulation: R-19 |  | Raised Floor Insulation: R-19 | SCG | SCE | CZ10 | Pre1978 | CARE | Mixed-fuel | Mixed-fuel | -202.66 | 29.465 | 3632.776 | 3632.776 | -885.526 | -9.3803 | N/A | N/A | 161.3188 | 1018.0411 | 0.044406 | 0.28024 | N/A | N/A | N/A | N/A | N/A | N/A | N/A | N/A | -387.2778 | N/A | N/A | 2747.25 | 0.75624 | 0.17121 | 6.636% | 9521.1 | 343.035 | 2841.687 | 2.58 | 101798.1 | 9723.76
RaisedFloorInsulation_R30 | Raised Floor Insulation: R-30vs0 |  | Raised Floor Insulation: R-30vsR0 | SCG | SCE | CZ10 | Pre1978 | CARE | Mixed-fuel | Mixed-fuel | -235.46 | 33.582 | 4112.6252 | 4112.6252 | -999.0752 | -11.7348 | N/A | N/A | 160.3113 | 1135.1267 | 0.03898 | 0.27601 | N/A | N/A | N/A | N/A | N/A | N/A | N/A | N/A | -350.4629 | N/A | N/A | 3113.55 | 0.75707 | 0.19482 | 7.551% | 9521.1 | 343.035 | 2841.687 | 2.58 | 101798.1 | 9756.56
WallInsulation_R13 | Wall Insulation: R-13 |  | Wall Insulation: R-13 | SCG | SCE | CZ10 | Pre1978 | CARE | Mixed-fuel | Mixed-fuel | 290.46 | 23.934 | 2950.4997 | 2950.4997 | 1794.7503 | 127.0352 | N/A | N/A | 3155.0468 | 4027.4202 | 1.0693 | 1.365 | N/A | N/A | N/A | N/A | N/A | N/A | N/A | N/A | 23.2258 | N/A | N/A | 4745.25 | 1.6083 | 0.1525 | 6.369% | 8732.57 | 316.932 | 2567.1439 | 2.3943 | 93689.55 | 8442.11
AtticInsulation_R38_infil | Attic Insulation: R-38 |  | Attic Insulation: R-38 | SCG | SCE | CZ10 | Pre1978 | CARE | Mixed-fuel | Mixed-fuel | 854.67 | 20.329 | 6762.2571 | 6762.2571 | 663.6429 | 286.2353 | N/A | N/A | 6700.239 | 7711.056 | 0.99083 | 1.1403 | N/A | N/A | N/A | N/A | N/A | N/A | N/A | N/A | 23.6248 | N/A | N/A | 7425.9 | 1.0981 | 0.14736 | 6.155% | 8732.57 | 316.932 | 2567.1439 | 2.3943 | 93689.55 | 7877.9
AtticInsulation_R49_infil | Attic Insulation: R-49 |  | Attic Insulation: R-49 | SCG | SCE | CZ10 | Pre1978 | CARE | Mixed-fuel | Mixed-fuel | 959.25 | 22.266 | 7446.0183 | 7446.0183 | 795.7317 | 320.8333 | N/A | N/A | 7500.639 | 8611.5042 | 1.0073 | 1.1565 | N/A | N/A | N/A | N/A | N/A | N/A | N/A | N/A | 23.2084 | N/A | N/A | 8241.75 | 1.1069 | 0.16205 | 6.768% | 8732.57 | 316.932 | 2567.1439 | 2.3943 | 93689.55 | 7773.32
Windows_0.28UFactor0.23SHGC | New Windows: 0.28 U-factor, 0.23 SHGC |  | Window Upgrade: 0.28 vs 0.30 U-factor | SCG | SCE | CZ10 | Pre1978 | CARE | Mixed-fuel | Mixed-fuel | 1521.4 | 4.578 | 11462.7824 | 11462.7824 | -2937.9824 | 446.6199 | N/A | N/A | 10118.5218 | 10910.7045 | 0.88273 | 0.95184 | N/A | N/A | N/A | N/A | N/A | N/A | N/A | N/A | 25.6656 | N/A | N/A | 8524.8 | 0.74369 | 0.06102 | 2.549% | 8732.57 | 316.932 | 2567.1439 | 2.3943 | 93689.55 | 7211.17
Roof_RB | Roofing: Radiant Barrier |  | Radiant Barrier (at roof replacement) | SCG | SCE | CZ10 | Pre1978 | CARE | Mixed-fuel | Mixed-fuel | 532.53 | 6.665 | 892.9455 | 892.9455 | 2703.4545 | 163.6501 | N/A | N/A | 3770.2254 | 4206.757 | 4.2222 | 4.7111 | N/A | N/A | N/A | N/A | N/A | N/A | N/A | N/A | 5.4564 | N/A | N/A | 3596.4 | 4.0276 | 0.05089 | 2.125% | 8732.57 | 316.932 | 2567.1439 | 2.3943 | 93689.55 | 8200.04
Roof_0.20Ref | Roofing: Steep Sloped, 0.20 Ref. |  | 0.20 Solar Reflectance Cool Roof (at roof replacement) | SCG | SCE | CZ10 | Pre1978 | CARE | Mixed-fuel | Mixed-fuel | 434.99 | -5.779 | 892.9455 | 1203.407 | 428.293 | 116.751 | N/A | N/A | 2557.7602 | 2560.834 | 2.1254 | 2.128 | N/A | N/A | N/A | N/A | N/A | N/A | N/A | N/A | 7.6483 | N/A | N/A | 1631.7 | 1.3559 | -0.02247 | -0.9385% | 8732.57 | 316.932 | 2567.1439 | 2.3943 | 93689.55 | 8297.58
Roof_0.25Ref | Roofing: Steep Sloped, 0.25 Ref. vs. 0.20 Ref |  | Roofing Upgrade: 0.25 vs. 0.20 Solar Reflectance (at roof replacement) | SCG | SCE | CZ10 | Pre1978 | CARE | Mixed-fuel | Mixed-fuel | 634.33 | -8.817 | 1785.8911 | 2406.8139 | -25.8639 | 169.5765 | N/A | N/A | 3709.8724 | 3702.2382 | 1.5414 | 1.5382 | N/A | N/A | N/A | N/A | N/A | N/A | N/A | N/A | 10.5315 | N/A | N/A | 2380.95 | 0.98925 | -0.0345 | -1.441% | 8732.57 | 316.932 | 2567.1439 | 2.3943 | 93689.55 | 8098.24
Ducts_R6 | New Ducts: R-6 |  | New Ducts: R-6 | SCG | SCE | CZ10 | Pre1978 | CARE | Mixed-fuel | Mixed-fuel | 1673.87 | 21.306 | 4808.3746 | 4808.3746 | 7462.6754 | 533.6125 | N/A | N/A | 12285.2343 | 13689.2142 | 2.555 | 2.847 | N/A | N/A | N/A | N/A | N/A | N/A | N/A | N/A | 9.011 | N/A | N/A | 12271.05 | 2.552 | 0.1851 | 7.731% | 8732.57 | 316.932 | 2567.1439 | 2.3943 | 93689.55 | 7058.7
Ducts_R8 | New Ducts: R-8 |  | New Ducts: R-8 | SCG | SCE | CZ10 | Pre1978 | CARE | Mixed-fuel | Mixed-fuel | 1709.38 | 22.515 | 6311.1144 | 6311.1144 | 6326.2356 | 545.6476 | N/A | N/A | 12569.7436 | 14022.741 | 1.9917 | 2.2219 | N/A | N/A | N/A | N/A | N/A | N/A | N/A | N/A | 11.5663 | N/A | N/A | 12637.35 | 2.0024 | 0.19346 | 8.08% | 8732.57 | 316.932 | 2567.1439 | 2.3943 | 93689.55 | 7023.19
DuctSealing_10% | Duct Sealing: 10% |  | Duct Sealing: 10% | SCG | SCE | CZ10 | Pre1978 | CARE | Mixed-fuel | Mixed-fuel | 780.32 | 13.287 | 2589.5542 | 2589.5542 | 3437.7458 | 253.266 | N/A | N/A | 5872.6035 | 6636.4341 | 2.2678 | 2.5628 | N/A | N/A | N/A | N/A | N/A | N/A | N/A | N/A | 10.2246 | N/A | N/A | 6027.3 | 2.3275 | 0.10281 | 4.294% | 8732.57 | 316.932 | 2567.1439 | 2.3943 | 93689.55 | 7952.25
HPWH | HPWH |  | 240V Fed. Min. HPWH | SCG | SCE | CZ10 | Pre1978 | CARE | Mixed-fuel | Mixed-fuel | -995.13 | 151.685 | 4332.0102 | 6553.7323 | 4934.7677 | -54.5248 | -38.3964 | N/A | 357.8794 | 3983.1748 | 0.054607 | 0.60777 | 721.1944 | 4370.2208 | 0.11004 | 0.66683 | N/A | N/A | N/A | N/A | -79.4502 | -112.8233 | N/A | 11488.5 | 1.753 | 0.79281 | 33.85% | 8732.57 | 308.062 | 2553.2422 | 2.3424 | 92623.95 | 9727.7
HPWH_HighEfficiency | High Efficiency HPWH |  | 240V Market Std. NEEA HPWH | SCG | SCE | CZ10 | Pre1978 | CARE | Mixed-fuel | Mixed-fuel | -807.14 | 151.8 | 5192.8306 | 7967.0806 | 4903.3694 | -0.28061 | 3.9285 | N/A | 1581.0041 | 5288.9153 | 0.19844 | 0.66385 | 1675.8198 | 5389.9242 | 0.21034 | 0.67652 | N/A | N/A | N/A | N/A | -18505.7501 | 1321.8364 | N/A | 12870.45 | 1.6155 | 0.81703 | 34.88% | 8732.57 | 308.062 | 2553.2422 | 2.3424 | 92623.95 | 9539.71
HPWH_HighEfficiency_DR | High Efficiency HPWH with Demand Response |  | 240V Market Std. NEEA HPWH + DR | SCG | SCE | CZ10 | Pre1978 | CARE | Mixed-fuel | Mixed-fuel | -672.23 | 151.84 | 5192.8306 | 7967.0806 | 5985.6194 | 43.2226 | 43.9048 | N/A | 2561.3923 | 6334.2935 | 0.3215 | 0.79506 | 2576.7599 | 6350.6649 | 0.32343 | 0.79711 | N/A | N/A | N/A | N/A | 120.1416 | 118.2748 | N/A | 13952.7 | 1.7513 | 0.83754 | 35.76% | 8732.57 | 308.062 | 2553.2422 | 2.3424 | 92623.95 | 9404.8
HPWH_120V | 120V HPWH |  | 120V Market Std. NEEA HPWH | SCG | SCE | CZ10 | Pre1978 | CARE | Mixed-fuel | Mixed-fuel | -759.19 | 152.143 | 2892.8863 | 4272.7328 | 9080.5672 | 19.4148 | 27.6786 | N/A | 2028.2673 | 5773.5637 | 0.4747 | 1.3513 | 2214.4209 | 5971.8765 | 0.51827 | 1.3977 | N/A | N/A | N/A | N/A | 149.0044 | 104.5171 | N/A | 13353.3 | 3.1252 | 0.82949 | 35.41% | 8732.57 | 308.062 | 2553.2422 | 2.3424 | 92623.95 | 9491.76
HPWH_TankOutside | HPWH in Exterior Closet |  | 240V Fed. Min. HPWH, Exterior Closet | SCG | SCE | CZ10 | Pre1978 | CARE | Mixed-fuel | Mixed-fuel | -1009.22 | 150.891 | 4751.0613 | 6972.7834 | 4299.2666 | -60.7272 | -44.9063 | N/A | 209.8512 | 3806.6017 | 0.030096 | 0.54592 | 566.2386 | 4186.2675 | 0.081207 | 0.60037 | N/A | N/A | N/A | N/A | -78.2362 | -105.7995 | N/A | 11272.05 | 1.6166 | 0.78472 | 33.5% | 8732.57 | 308.062 | 2553.2422 | 2.3424 | 92623.95 | 9741.79
HPWH_TankInside_NotDucted | HPWH in interior closet, not ducted |  | 240V Fed. Min. HPWH, Interior Closet, Not Ducted | SCG | SCE | CZ10 | Pre1978 | CARE | Mixed-fuel | Mixed-fuel | -565.42 | 133.131 | 4412.5691 | 6634.2911 | 5353.7089 | 41.7085 | 32.0545 | N/A | 2333.3536 | 5650.9627 | 0.35171 | 0.85178 | 2115.8846 | 5419.289 | 0.31893 | 0.81686 | N/A | N/A | N/A | N/A | 105.7955 | 137.6583 | N/A | 11988 | 1.807 | 0.71503 | 30.53% | 8732.57 | 308.062 | 2553.2422 | 2.3424 | 92623.95 | 9297.99
HPWH_TankInside_Ducted | HPWH in interior closet, ducted outside |  | 240V Fed. Min. HPWH, Interior Closet, Ducted | SCG | SCE | CZ10 | Pre1978 | CARE | Mixed-fuel | Mixed-fuel | -1067.08 | 156.169 | 5491.8272 | 7713.5493 | 3958.1007 | -69.859 | -52.4823 | N/A | 59.305 | 3771.4857 | 0.0076884 | 0.48894 | 450.7387 | 4188.4872 | 0.058435 | 0.543 | N/A | N/A | N/A | N/A | -78.613 | -104.6415 | N/A | 11671.65 | 1.5131 | 0.82028 | 35.02% | 8732.57 | 308.062 | 2553.2422 | 2.3424 | 92623.95 | 9799.65
HPSH_9.5HSPF2_17SEER2 | New HPSH 9.5 HSPF2, 17 SEER2 |  | High Efficiency HPSH | SCG | SCE | CZ10 | Pre1978 | CARE | Mixed-fuel | Mixed-fuel | -461.24 | 98.216 | 4148.5785 | 7065.961 | -17.461 | 49.7538 | -18.7215 | N/A | 2186.6628 | 4750.0151 | 0.30946 | 0.67224 | 644.1638 | 3106.7633 | 0.091164 | 0.43968 | N/A | N/A | N/A | N/A | 83.3822 | -221.5941 | N/A | 7048.5 | 0.99753 | 0.43554 | 19.61% | 6443.2 | 301.126 | 1846.2216 | 2.2214 | 77761.05 | 6904.44
MSHP | Ducted MSHP 9.5 HSPF2, 16.5 SEER2 |  | High Eff MSHP | SCG | SCE | CZ10 | Pre1978 | CARE | Mixed-fuel | Mixed-fuel | -524.32 | 98.216 | 1421.1983 | 3229.8412 | 3469.0088 | 30.5939 | -35.8101 | N/A | 1755.0612 | 4290.2222 | 0.54339 | 1.3283 | 259.2206 | 2696.6764 | 0.080258 | 0.83493 | N/A | N/A | N/A | N/A | 46.4536 | -39.6871 | N/A | 6698.85 | 2.074 | 0.43366 | 19.52% | 6443.2 | 301.126 | 1846.2216 | 2.2214 | 77761.05 | 6967.52
PV_3kW | 3kW PV |  | 3kW PV | SCG | SCE | CZ10 | Pre1978 | CARE | Mixed-fuel | Mixed-fuel | 5024.39 | 0 | 9608.1502 | 11574.2633 | 3310.8367 | 823.2683 | N/A | 675.9787 | 18545.2361 | 19756.5726 | 1.6023 | 1.7069 | N/A | N/A | N/A | N/A | 15227.3389 | 16221.9572 | 1.3156 | 1.4016 | 11.6707 | N/A | 14.2137 | 14885.1 | 1.2861 | 0.1395 | 5.826% | 8732.57 | 316.932 | 2567.1439 | 2.3943 | 93689.55 | 3708.18
AE | All Electric |  | All Electric | SCG | SCE | CZ10 | Pre1978 | CARE | All Electric | Mixed-fuel | -646.92 | 316.932 | 6454.0357 | 9682.6042 | 21186.4958 | 371.2407 | 398.0971 | N/A | 11657.4054 | 19900.7581 | 1.204 | 2.0553 | 12262.3812 | 20545.2497 | 1.2664 | 2.1219 | N/A | N/A | N/A | N/A | 17.385 | 16.2122 | N/A | 30869.1 | 3.1881 | 1.5775 | 65.89% | 8732.57 | 316.932 | 2567.1439 | 2.3943 | 93689.55 | 9379.49
VCHP_base | Base VCHP |  | Base VCHP | SCG | SCE | CZ10 | Pre1978 | CARE | Mixed-fuel | Mixed-fuel | -534 | 85.651 | 13336.3685 | 21679.367 | -16035.017 | 6.1337 | -89.3581 | N/A | 1060.9538 | 3225.7934 | 0.048938 | 0.1488 | -1090.1289 | 934.2065 | 0 | 0.043092 | N/A | N/A | N/A | N/A | 2174.2658 | -149.2464 | N/A | 5644.35 | 0.26036 | 0.3623 | 17.14% | 5836.39 | 288.561 | 1655.0355 | 2.1139 | 73143.45 | 6370.39
VCHP_Fujitsu48 | Fujitsu 48 VCHP |  | Fujitsu 48 VCHP | SCG | SCE | CZ10 | Pre1978 | CARE | Mixed-fuel | Mixed-fuel | 458.63 | 85.651 | 17266.2712 | 28131.7248 | -15011.5248 | 259.6051 | 131.7705 | N/A | 6770.7415 | 9308.5327 | 0.24068 | 0.33089 | 3891.0926 | 6240.791 | 0.13832 | 0.22184 | N/A | N/A | N/A | N/A | 66.5097 | 131.0329 | N/A | 13120.2 | 0.46638 | 0.48281 | 22.84% | 5836.39 | 288.561 | 1655.0355 | 2.1139 | 73143.45 | 5377.76
HPWH_PV | HPWH + 3kW PV |  | 240V Fed. Min. HPWH + 3kW PV | SCG | SCE | CZ10 | Pre1978 | CARE | Mixed-fuel | Mixed-fuel | 4029.25 | 151.685 | 13940.1604 | 18127.9956 | 9794.0544 | 840.8261 | N/A | 703.9865 | 20526.8764 | 25469.569 | 1.1323 | 1.405 | N/A | N/A | N/A | N/A | 17444.3769 | 22185.7269 | 0.96229 | 1.2238 | 16.5791 | N/A | 19.8017 | 27922.05 | 1.5403 | 0.93231 | 39.8% | 8732.57 | 308.062 | 2553.2422 | 2.3424 | 92623.95 | 4703.32
HPSH_PV | HPSH + 3kW PV |  | HPSH + 3kW PV | SCG | SCE | CZ10 | Pre1978 | CARE | Mixed-fuel | Mixed-fuel | 4120.45 | 98.216 | 10780.1756 | 13753.1352 | 4617.3648 | 726.2983 | N/A | 578.6121 | 17426.7468 | 20985.5499 | 1.2671 | 1.5259 | N/A | N/A | N/A | N/A | 14099.9152 | 17441.4166 | 1.0252 | 1.2682 | 14.8426 | N/A | 18.6311 | 18370.5 | 1.3357 | 0.53051 | 23.88% | 6443.2 | 301.126 | 1846.2216 | 2.2214 | 77761.05 | 2322.75
HPSH_RCV_300CFM | New HPSH |  | Heat Pump Space Heater | SDGE | SDGE | CZ10 | Pre1978 | CARE | Mixed-fuel | Mixed-fuel | -903.94 | 98.216 | 1172.0255 | 2178.8719 | 1772.7281 | -93.1195 | 107.9767 | N/A | -1025.2983 | 3024.3206 | 0 | 1.388 | 3842.1146 | 7850.172 | 1.7634 | 3.6029 | N/A | N/A | N/A | N/A | -12.5863 | 10.8544 | N/A | 3951.6 | 1.8136 | 0.39102 | 17.6% | 6443.2 | 301.126 | 2592.3291 | 2.2214 | 77761.05 | 7347.14
DFHP_RCV_300CFM_35F | DFHP, Existing Furnace 35F |  | Dual Fuel Heat Pump (existing furnace) | SDGE | SDGE | CZ10 | Pre1978 | CARE | Mixed-fuel | Mixed-fuel | -735.44 | 90.974 | 1960.2499 | 948.7304 | 2531.1196 | -51.1366 | 130.0638 | N/A | -93.0188 | 3672.7214 | 0 | 3.8712 | 4292.8303 | 8021.121 | 4.5248 | 8.4546 | N/A | N/A | N/A | N/A | -38.3336 | 15.0714 | N/A | 3479.85 | 3.6679 | 0.38356 | 17.15% | 6443.2 | 303.645 | 2597.6949 | 2.2361 | 77206.05 | 7178.64
RaisedFloorInsulation_R19 | Raised Floor Insulation: R-19 |  | Raised Floor Insulation: R-19 | SDGE | SDGE | CZ10 | Pre1978 | CARE | Mixed-fuel | Mixed-fuel | -202.66 | 29.465 | 3632.776 | 3632.776 | -885.526 | -13.7734 | N/A | N/A | 38.6085 | 1261.7352 | 0.010628 | 0.34732 | N/A | N/A | N/A | N/A | N/A | N/A | N/A | N/A | -263.753 | N/A | N/A | 2747.25 | 0.75624 | 0.17121 | 6.636% | 9521.1 | 343.035 | 3937.6017 | 2.58 | 101798.1 | 9723.76
RaisedFloorInsulation_R30 | Raised Floor Insulation: R-30vs0 |  | Raised Floor Insulation: R-30vsR0 | SDGE | SDGE | CZ10 | Pre1978 | CARE | Mixed-fuel | Mixed-fuel | -235.46 | 33.582 | 4112.6252 | 4112.6252 | -999.0752 | -17.1484 | N/A | N/A | 8.8916 | 1403.2077 | 0.002162 | 0.3412 | N/A | N/A | N/A | N/A | N/A | N/A | N/A | N/A | -239.8261 | N/A | N/A | 3113.55 | 0.75707 | 0.19482 | 7.551% | 9521.1 | 343.035 | 3937.6017 | 2.58 | 101798.1 | 9756.56
WallInsulation_R13 | Wall Insulation: R-13 |  | Wall Insulation: R-13 | SDGE | SDGE | CZ10 | Pre1978 | CARE | Mixed-fuel | Mixed-fuel | 290.46 | 23.934 | 2950.4997 | 2950.4997 | 1794.7503 | 171.828 | N/A | N/A | 4460.3278 | 5413.3213 | 1.5117 | 1.8347 | N/A | N/A | N/A | N/A | N/A | N/A | N/A | N/A | 17.1712 | N/A | N/A | 4745.25 | 1.6083 | 0.1525 | 6.369% | 8732.57 | 316.932 | 3572.0075 | 2.3943 | 93689.55 | 8442.11
AtticInsulation_R38_infil | Attic Insulation: R-38 |  | Attic Insulation: R-38 | SDGE | SDGE | CZ10 | Pre1978 | CARE | Mixed-fuel | Mixed-fuel | 854.67 | 20.329 | 6762.2571 | 6762.2571 | 663.6429 | 386.1088 | N/A | N/A | 9602.3493 | 10365.0145 | 1.42 | 1.5328 | N/A | N/A | N/A | N/A | N/A | N/A | N/A | N/A | 17.5139 | N/A | N/A | 7425.9 | 1.0981 | 0.14736 | 6.155% | 8732.57 | 316.932 | 3572.0075 | 2.3943 | 93689.55 | 7877.9
AtticInsulation_R49_infil | Attic Insulation: R-49 |  | Attic Insulation: R-49 | SDGE | SDGE | CZ10 | Pre1978 | CARE | Mixed-fuel | Mixed-fuel | 959.25 | 22.266 | 7446.0183 | 7446.0183 | 795.7317 | 433.9567 | N/A | N/A | 10784.9351 | 11617.9429 | 1.4484 | 1.5603 | N/A | N/A | N/A | N/A | N/A | N/A | N/A | N/A | 17.1584 | N/A | N/A | 8241.75 | 1.1069 | 0.16205 | 6.768% | 8732.57 | 316.932 | 3572.0075 | 2.3943 | 93689.55 | 7773.32
Windows_0.28UFactor0.23SHGC | New Windows: 0.28 U-factor, 0.23 SHGC |  | Window Upgrade: 0.28 vs 0.30 U-factor | SDGE | SDGE | CZ10 | Pre1978 | CARE | Mixed-fuel | Mixed-fuel | 1521.4 | 4.578 | 11462.7824 | 11462.7824 | -2937.9824 | 598.4877 | N/A | N/A | 14544.5735 | 14612.8978 | 1.2689 | 1.2748 | N/A | N/A | N/A | N/A | N/A | N/A | N/A | N/A | 19.1529 | N/A | N/A | 8524.8 | 0.74369 | 0.06102 | 2.549% | 8732.57 | 316.932 | 3572.0075 | 2.3943 | 93689.55 | 7211.17
Roof_RB | Roofing: Radiant Barrier |  | Radiant Barrier (at roof replacement) | SDGE | SDGE | CZ10 | Pre1978 | CARE | Mixed-fuel | Mixed-fuel | 532.53 | 6.665 | 892.9455 | 892.9455 | 2703.4545 | 220.057 | N/A | N/A | 5410.4553 | 5640.882 | 6.0591 | 6.3172 | N/A | N/A | N/A | N/A | N/A | N/A | N/A | N/A | 4.0578 | N/A | N/A | 3596.4 | 4.0276 | 0.05089 | 2.125% | 8732.57 | 316.932 | 3572.0075 | 2.3943 | 93689.55 | 8200.04
Roof_0.20Ref | Roofing: Steep Sloped, 0.20 Ref. |  | 0.20 Solar Reflectance Cool Roof (at roof replacement) | SDGE | SDGE | CZ10 | Pre1978 | CARE | Mixed-fuel | Mixed-fuel | 434.99 | -5.779 | 892.9455 | 1203.407 | 428.293 | 157.6347 | N/A | N/A | 3743.2029 | 3473.6046 | 3.1105 | 2.8865 | N/A | N/A | N/A | N/A | N/A | N/A | N/A | N/A | 5.6647 | N/A | N/A | 1631.7 | 1.3559 | -0.02247 | -0.9385% | 8732.57 | 316.932 | 3572.0075 | 2.3943 | 93689.55 | 8297.58
Roof_0.25Ref | Roofing: Steep Sloped, 0.25 Ref. vs. 0.20 Ref |  | Roofing Upgrade: 0.25 vs. 0.20 Solar Reflectance (at roof replacement) | SDGE | SDGE | CZ10 | Pre1978 | CARE | Mixed-fuel | Mixed-fuel | 634.33 | -8.817 | 1785.8911 | 2406.8139 | -25.8639 | 228.8585 | N/A | N/A | 5428.935 | 5019.3088 | 2.2557 | 2.0855 | N/A | N/A | N/A | N/A | N/A | N/A | N/A | N/A | 7.8035 | N/A | N/A | 2380.95 | 0.98925 | -0.0345 | -1.441% | 8732.57 | 316.932 | 3572.0075 | 2.3943 | 93689.55 | 8098.24
Ducts_R6 | New Ducts: R-6 |  | New Ducts: R-6 | SDGE | SDGE | CZ10 | Pre1978 | CARE | Mixed-fuel | Mixed-fuel | 1673.87 | 21.306 | 4808.3746 | 4808.3746 | 7462.6754 | 722.9891 | N/A | N/A | 17768.5021 | 18501.4548 | 3.6953 | 3.8478 | N/A | N/A | N/A | N/A | N/A | N/A | N/A | N/A | 6.6507 | N/A | N/A | 12271.05 | 2.552 | 0.1851 | 7.731% | 8732.57 | 316.932 | 3572.0075 | 2.3943 | 93689.55 | 7058.7
Ducts_R8 | New Ducts: R-8 |  | New Ducts: R-8 | SDGE | SDGE | CZ10 | Pre1978 | CARE | Mixed-fuel | Mixed-fuel | 1709.38 | 22.515 | 6311.1144 | 6311.1144 | 6326.2356 | 739.4639 | N/A | N/A | 18182.524 | 18962.1267 | 2.881 | 3.0046 | N/A | N/A | N/A | N/A | N/A | N/A | N/A | N/A | 8.5347 | N/A | N/A | 12637.35 | 2.0024 | 0.19346 | 8.08% | 8732.57 | 316.932 | 3572.0075 | 2.3943 | 93689.55 | 7023.19
DuctSealing_10% | Duct Sealing: 10% |  | Duct Sealing: 10% | SDGE | SDGE | CZ10 | Pre1978 | CARE | Mixed-fuel | Mixed-fuel | 780.32 | 13.287 | 2589.5542 | 2589.5542 | 3437.7458 | 341.8708 | N/A | N/A | 8442.536 | 8922.1943 | 3.2602 | 3.4455 | N/A | N/A | N/A | N/A | N/A | N/A | N/A | N/A | 7.5747 | N/A | N/A | 6027.3 | 2.3275 | 0.10281 | 4.294% | 8732.57 | 316.932 | 3572.0075 | 2.3943 | 93689.55 | 7952.25
HPWH | HPWH |  | 240V Fed. Min. HPWH | SDGE | SDGE | CZ10 | Pre1978 | CARE | Mixed-fuel | Mixed-fuel | -995.13 | 151.685 | 4332.0102 | 6553.7323 | 4934.7677 | -46.2842 | 309.3322 | N/A | 655.359 | 6489.8309 | 0.099998 | 0.99025 | 9262.8456 | 15023.8207 | 1.4134 | 2.2924 | N/A | N/A | N/A | N/A | -93.5958 | 14.0044 | N/A | 11488.5 | 1.753 | 0.79281 | 33.85% | 8732.57 | 308.062 | 3553.8077 | 2.3424 | 92623.95 | 9727.7
HPWH_HighEfficiency | High Efficiency HPWH |  | 240V Market Std. NEEA HPWH | SDGE | SDGE | CZ10 | Pre1978 | CARE | Mixed-fuel | Mixed-fuel | -807.14 | 151.8 | 5192.8306 | 7967.0806 | 4903.3694 | 22.4211 | 359.2786 | N/A | 2319.7424 | 8144.6475 | 0.29117 | 1.0223 | 10473.1804 | 16228.4658 | 1.3146 | 2.0369 | N/A | N/A | N/A | N/A | 231.6051 | 14.4535 | N/A | 12870.45 | 1.6155 | 0.81703 | 34.88% | 8732.57 | 308.062 | 3553.8077 | 2.3424 | 92623.95 | 9539.71
HPWH_HighEfficiency_DR | High Efficiency HPWH with Demand Response |  | 240V Market Std. NEEA HPWH + DR | SDGE | SDGE | CZ10 | Pre1978 | CARE | Mixed-fuel | Mixed-fuel | -672.23 | 151.84 | 5192.8306 | 7967.0806 | 5985.6194 | 76.5697 | 400.9799 | N/A | 3630.8726 | 9446.208 | 0.45573 | 1.1857 | 11483.03 | 17231.3182 | 1.4413 | 2.1628 | N/A | N/A | N/A | N/A | 67.8183 | 12.9504 | N/A | 13952.7 | 1.7513 | 0.83754 | 35.76% | 8732.57 | 308.062 | 3553.8077 | 2.3424 | 92623.95 | 9404.8
HPWH_120V | 120V HPWH |  | 120V Market Std. NEEA HPWH | SDGE | SDGE | CZ10 | Pre1978 | CARE | Mixed-fuel | Mixed-fuel | -759.19 | 152.143 | 2892.8863 | 4272.7328 | 9080.5672 | 46.6843 | 380.2005 | N/A | 2911.2511 | 8745.0246 | 0.68136 | 2.0467 | 10983.8135 | 16748.6578 | 2.5707 | 3.9199 | N/A | N/A | N/A | N/A | 61.9671 | 7.6088 | N/A | 13353.3 | 3.1252 | 0.82949 | 35.41% | 8732.57 | 308.062 | 3553.8077 | 2.3424 | 92623.95 | 9491.76
HPWH_TankOutside | HPWH in Exterior Closet |  | 240V Fed. Min. HPWH, Exterior Closet | SDGE | SDGE | CZ10 | Pre1978 | CARE | Mixed-fuel | Mixed-fuel | -1009.22 | 150.891 | 4751.0613 | 6972.7834 | 4299.2666 | -54.4509 | 302.8954 | N/A | 447.911 | 6251.9917 | 0.064237 | 0.89663 | 9097.266 | 14827.4925 | 1.3047 | 2.1265 | N/A | N/A | N/A | N/A | -87.254 | 15.6855 | N/A | 11272.05 | 1.6166 | 0.78472 | 33.5% | 8732.57 | 308.062 | 3553.8077 | 2.3424 | 92623.95 | 9741.79
HPWH_TankInside_NotDucted | HPWH in interior closet, not ducted |  | 240V Fed. Min. HPWH, Interior Closet, Not Ducted | SDGE | SDGE | CZ10 | Pre1978 | CARE | Mixed-fuel | Mixed-fuel | -565.42 | 133.131 | 4412.5691 | 6634.2911 | 5353.7089 | 74.6979 | 392.1176 | N/A | 3352.7502 | 8404.7324 | 0.50537 | 1.2669 | 11035.7067 | 16022.0864 | 1.6634 | 2.415 | N/A | N/A | N/A | N/A | 59.0722 | 11.2532 | N/A | 11988 | 1.807 | 0.71503 | 30.53% | 8732.57 | 308.062 | 3553.8077 | 2.3424 | 92623.95 | 9297.99
HPWH_TankInside_Ducted | HPWH in interior closet, ducted outside |  | 240V Fed. Min. HPWH, Interior Closet, Ducted | SDGE | SDGE | CZ10 | Pre1978 | CARE | Mixed-fuel | Mixed-fuel | -1067.08 | 156.169 | 5491.8272 | 7713.5493 | 3958.1007 | -67.2246 | 293.6807 | N/A | 203.7134 | 6223.6021 | 0.02641 | 0.80684 | 8939.2125 | 14884.5114 | 1.1589 | 1.9297 | N/A | N/A | N/A | N/A | -81.6938 | 18.7 | N/A | 11671.65 | 1.5131 | 0.82028 | 35.02% | 8732.57 | 308.062 | 3553.8077 | 2.3424 | 92623.95 | 9799.65
HPSH_9.5HSPF2_17SEER2 | New HPSH 9.5 HSPF2, 17 SEER2 |  | High Efficiency HPSH | SDGE | SDGE | CZ10 | Pre1978 | CARE | Mixed-fuel | Mixed-fuel | -461.24 | 98.216 | 4148.5785 | 7065.961 | -17.461 | 80.4522 | 243.0062 | N/A | 3175.9014 | 7189.6474 | 0.44946 | 1.0175 | 7110.4245 | 11090.5749 | 1.0063 | 1.5696 | N/A | N/A | N/A | N/A | 51.5658 | 17.0719 | N/A | 7048.5 | 0.99753 | 0.43554 | 19.61% | 6443.2 | 301.126 | 2592.3291 | 2.2214 | 77761.05 | 6904.44
MSHP | Ducted MSHP 9.5 HSPF2, 16.5 SEER2 |  | High Eff MSHP | SDGE | SDGE | CZ10 | Pre1978 | CARE | Mixed-fuel | Mixed-fuel | -524.32 | 98.216 | 1421.1983 | 3229.8412 | 3469.0088 | 54.357 | 221.4309 | N/A | 2544.2834 | 6563.4226 | 0.78774 | 2.0321 | 6588.2081 | 10572.8175 | 2.0398 | 3.2735 | N/A | N/A | N/A | N/A | 26.1456 | 6.4182 | N/A | 6698.85 | 2.074 | 0.43366 | 19.52% | 6443.2 | 301.126 | 2592.3291 | 2.2214 | 77761.05 | 6967.52
PV_3kW | 3kW PV |  | 3kW PV | SDGE | SDGE | CZ10 | Pre1978 | CARE | Mixed-fuel | Mixed-fuel | 5024.39 | 0 | 9608.1502 | 11574.2633 | 3310.8367 | 927.9631 | N/A | 773.5896 | 22460.7979 | 22269.012 | 1.9406 | 1.924 | N/A | N/A | N/A | N/A | 18724.2779 | 18564.397 | 1.6178 | 1.6039 | 10.354 | N/A | 12.4202 | 14885.1 | 1.2861 | 0.1395 | 5.826% | 8732.57 | 316.932 | 3572.0075 | 2.3943 | 93689.55 | 3708.18
AE | All Electric |  | All Electric | SDGE | SDGE | CZ10 | Pre1978 | CARE | All Electric | Mixed-fuel | -646.92 | 316.932 | 6454.0357 | 9682.6042 | 21186.4958 | 503.7753 | 876.3924 | N/A | 15628.2645 | 26791.4553 | 1.6141 | 2.767 | 24647.2413 | 35733.4218 | 2.5455 | 3.6905 | N/A | N/A | N/A | N/A | 12.8113 | 7.3643 | N/A | 30869.1 | 3.1881 | 1.5775 | 65.89% | 8732.57 | 316.932 | 3572.0075 | 2.3943 | 93689.55 | 9379.49
VCHP_base | Base VCHP |  | Base VCHP | SDGE | SDGE | CZ10 | Pre1978 | CARE | Mixed-fuel | Mixed-fuel | -534 | 85.651 | 13336.3685 | 21679.367 | -16035.017 | 18.59 | 137.087 | N/A | 1519.9971 | 5026.3633 | 0.070113 | 0.23185 | 4388.1486 | 7870.0246 | 0.20241 | 0.36302 | N/A | N/A | N/A | N/A | 717.3966 | 97.284 | N/A | 5644.35 | 0.26036 | 0.3623 | 17.14% | 5836.39 | 288.561 | 2330.9903 | 2.1139 | 73143.45 | 6370.39
VCHP_Fujitsu48 | Fujitsu 48 VCHP |  | Fujitsu 48 VCHP | SDGE | SDGE | CZ10 | Pre1978 | CARE | Mixed-fuel | Mixed-fuel | 458.63 | 85.651 | 17266.2712 | 28131.7248 | -15011.5248 | 369.1301 | 417.3058 | N/A | 10004.6133 | 13438.532 | 0.35563 | 0.4777 | 11170.6771 | 14594.6391 | 0.39708 | 0.5188 | N/A | N/A | N/A | N/A | 46.7756 | 41.3756 | N/A | 13120.2 | 0.46638 | 0.48281 | 22.84% | 5836.39 | 288.561 | 2330.9903 | 2.1139 | 73143.45 | 5377.76
HPWH_PV | HPWH + 3kW PV |  | 240V Fed. Min. HPWH + 3kW PV | SDGE | SDGE | CZ10 | Pre1978 | CARE | Mixed-fuel | Mixed-fuel | 4029.25 | 151.685 | 13940.1604 | 18127.9956 | 9794.0544 | 1003.0629 | N/A | 888.5387 | 26054.1855 | 31671.7845 | 1.4372 | 1.7471 | N/A | N/A | N/A | N/A | 23282.1957 | 28923.4639 | 1.2843 | 1.5955 | 13.8976 | N/A | 15.6889 | 27922.05 | 1.5403 | 0.93231 | 39.8% | 8732.57 | 308.062 | 3553.8077 | 2.3424 | 92623.95 | 4703.32
HPSH_PV | HPSH + 3kW PV |  | HPSH + 3kW PV | SDGE | SDGE | CZ10 | Pre1978 | CARE | Mixed-fuel | Mixed-fuel | 4120.45 | 98.216 | 10780.1756 | 13753.1352 | 4617.3648 | 819.073 | N/A | 739.1586 | 21053.7796 | 24914.8719 | 1.5308 | 1.8116 | N/A | N/A | N/A | N/A | 19119.4995 | 22997.108 | 1.3902 | 1.6721 | 13.1614 | N/A | 14.5844 | 18370.5 | 1.3357 | 0.53051 | 23.88% | 6443.2 | 301.126 | 2592.3291 | 2.2214 | 77761.05 | 2322.75
HPSH_RCV_300CFM | New HPSH |  | Heat Pump Space Heater | PGE | PGE | CZ11 | Pre1978 | CARE | Mixed-fuel | Mixed-fuel | -3083.18 | 329.569 | 1247.8715 | 2494.1335 | 11780.4665 | -33.7724 | -39.1082 | N/A | 3787.2314 | 14957.1444 | 1.5185 | 5.9969 | 3665.5825 | 14829.096 | 1.4697 | 5.9456 | N/A | N/A | N/A | N/A | -36.9495 | -31.9082 | N/A | 14274.6 | 5.7233 | 1.3727 | 37.16% | 7638.02 | 536.266 | 2851.4912 | 3.6938 | 114574.2 | 10721.2
DFHP_RCV_300CFM_35F | DFHP, Existing Furnace 35F |  | Dual Fuel Heat Pump (existing furnace) | PGE | PGE | CZ11 | Pre1978 | CARE | Mixed-fuel | Mixed-fuel | -2270.25 | 276.076 | 1933.2565 | 1161.1526 | 10971.1474 | 84.5423 | 32.1291 | N/A | 5833.7765 | 15544.5634 | 5.0241 | 13.3872 | 4638.84 | 14286.7658 | 3.995 | 12.304 | N/A | N/A | N/A | N/A | 22.8673 | 60.1716 | N/A | 12132.3 | 10.4485 | 1.2298 | 32.85% | 7638.02 | 544.717 | 2868.4125 | 3.7433 | 112737.15 | 9908.27
RaisedFloorInsulation_R19 | Raised Floor Insulation: R-19 |  | Raised Floor Insulation: R-19 | PGE | PGE | CZ11 | Pre1978 | CARE | Mixed-fuel | Mixed-fuel | -43 | 93.075 | 3632.776 | 3632.776 | 8305.274 | 176.2519 | N/A | N/A | 5380.2033 | 8941.8874 | 1.481 | 2.4614 | N/A | N/A | N/A | N/A | N/A | N/A | N/A | N/A | 20.6113 | N/A | N/A | 11938.05 | 3.2862 | 0.55755 | 11.95% | 11567.4 | 671.625 | 4353.1471 | 4.6654 | 158208.3 | 11610.4
RaisedFloorInsulation_R30 | Raised Floor Insulation: R-30vs0 |  | Raised Floor Insulation: R-30vsR0 | PGE | PGE | CZ11 | Pre1978 | CARE | Mixed-fuel | Mixed-fuel | -59.1 | 105.746 | 4112.6252 | 4112.6252 | 9423.8248 | 197.1271 | N/A | N/A | 6041.5522 | 10084.4198 | 1.469 | 2.4521 | N/A | N/A | N/A | N/A | N/A | N/A | N/A | N/A | 20.8628 | N/A | N/A | 13536.45 | 3.2914 | 0.63318 | 13.57% | 11567.4 | 671.625 | 4353.1471 | 4.6654 | 158208.3 | 11626.5
WallInsulation_R13 | Wall Insulation: R-13 |  | Wall Insulation: R-13 | PGE | PGE | CZ11 | Pre1978 | CARE | Mixed-fuel | Mixed-fuel | 488 | 56.107 | 2950.4997 | 2950.4997 | 7272.6003 | 265.5282 | N/A | N/A | 6876.2979 | 9218.505 | 2.3306 | 3.1244 | N/A | N/A | N/A | N/A | N/A | N/A | N/A | N/A | 11.1118 | N/A | N/A | 10223.1 | 3.4649 | 0.35485 | 8.581% | 10649.5 | 589.629 | 3908.4471 | 4.1354 | 141824.7 | 10161.5
AtticInsulation_R38_infil | Attic Insulation: R-38 |  | Attic Insulation: R-38 | PGE | PGE | CZ11 | Pre1978 | CARE | Mixed-fuel | Mixed-fuel | 983.55 | 50.698 | 6762.2571 | 6762.2571 | 5475.4929 | 404.1757 | N/A | N/A | 9959.8681 | 12278.0353 | 1.4729 | 1.8157 | N/A | N/A | N/A | N/A | N/A | N/A | N/A | N/A | 16.731 | N/A | N/A | 12237.75 | 1.8097 | 0.33756 | 8.163% | 10649.5 | 589.629 | 3908.4471 | 4.1354 | 141824.7 | 9665.95
AtticInsulation_R49_infil | Attic Insulation: R-49 |  | Attic Insulation: R-49 | PGE | PGE | CZ11 | Pre1978 | CARE | Mixed-fuel | Mixed-fuel | 1110.14 | 55.223 | 7446.0183 | 7446.0183 | 6057.1317 | 452.9435 | N/A | N/A | 11138.2068 | 13678.4743 | 1.4959 | 1.837 | N/A | N/A | N/A | N/A | N/A | N/A | N/A | N/A | 16.4392 | N/A | N/A | 13503.15 | 1.8135 | 0.36879 | 8.918% | 10649.5 | 589.629 | 3908.4471 | 4.1354 | 141824.7 | 9539.36
Windows_0.28UFactor0.23SHGC | New Windows: 0.28 U-factor, 0.23 SHGC |  | Window Upgrade: 0.28 vs 0.30 U-factor | PGE | PGE | CZ11 | Pre1978 | CARE | Mixed-fuel | Mixed-fuel | 1867.53 | 39.474 | 11462.7824 | 11462.7824 | 3572.1676 | 657.4708 | N/A | N/A | 15572.2874 | 17794.9873 | 1.3585 | 1.5524 | N/A | N/A | N/A | N/A | N/A | N/A | N/A | N/A | 17.4347 | N/A | N/A | 15034.95 | 1.3116 | 0.29632 | 7.165% | 10649.5 | 589.629 | 3908.4471 | 4.1354 | 141824.7 | 8781.97
Roof_RB | Roofing: Radiant Barrier |  | Radiant Barrier (at roof replacement) | PGE | PGE | CZ11 | Pre1978 | CARE | Mixed-fuel | Mixed-fuel | 618.7 | 17.772 | 892.9455 | 892.9455 | 4601.5545 | 225.8687 | N/A | N/A | 5410.5305 | 6323.6847 | 6.0592 | 7.0818 | N/A | N/A | N/A | N/A | N/A | N/A | N/A | N/A | 3.9534 | N/A | N/A | 5494.5 | 6.1532 | 0.12237 | 2.959% | 10649.5 | 589.629 | 3908.4471 | 4.1354 | 141824.7 | 10030.8
Roof_0.20Ref | Roofing: Steep Sloped, 0.20 Ref. |  | 0.20 Solar Reflectance Cool Roof (at roof replacement) | PGE | PGE | CZ11 | Pre1978 | CARE | Mixed-fuel | Mixed-fuel | 470.8 | -8.098 | 892.9455 | 1203.407 | 411.643 | 129.4414 | N/A | N/A | 2833.2296 | 2698.6301 | 2.3543 | 2.2425 | N/A | N/A | N/A | N/A | N/A | N/A | N/A | N/A | 6.8985 | N/A | N/A | 1615.05 | 1.3421 | -0.03235 | -0.7823% | 10649.5 | 589.629 | 3908.4471 | 4.1354 | 141824.7 | 10178.7
Roof_0.25Ref | Roofing: Steep Sloped, 0.25 Ref. vs. 0.20 Ref |  | Roofing Upgrade: 0.25 vs. 0.20 Solar Reflectance (at roof replacement) | PGE | PGE | CZ11 | Pre1978 | CARE | Mixed-fuel | Mixed-fuel | 698.04 | -12.246 | 1785.8911 | 2406.8139 | -25.8639 | 191.2777 | N/A | N/A | 4182.6518 | 3973.7662 | 1.7378 | 1.651 | N/A | N/A | N/A | N/A | N/A | N/A | N/A | N/A | 9.3366 | N/A | N/A | 2380.95 | 0.98925 | -0.04903 | -1.186% | 10649.5 | 589.629 | 3908.4471 | 4.1354 | 141824.7 | 9951.46
Ducts_R6 | New Ducts: R-6 |  | New Ducts: R-6 | PGE | PGE | CZ11 | Pre1978 | CARE | Mixed-fuel | Mixed-fuel | 2283.22 | 67.439 | 4808.3746 | 4808.3746 | 17402.7254 | 847.7 | N/A | N/A | 20316.75 | 23770.1271 | 4.2253 | 4.9435 | N/A | N/A | N/A | N/A | N/A | N/A | N/A | N/A | 5.6723 | N/A | N/A | 22211.1 | 4.6193 | 0.50256 | 12.15% | 10649.5 | 589.629 | 3908.4471 | 4.1354 | 141824.7 | 8366.28
Ducts_R8 | New Ducts: R-8 |  | New Ducts: R-8 | PGE | PGE | CZ11 | Pre1978 | CARE | Mixed-fuel | Mixed-fuel | 2334.32 | 70.938 | 6311.1144 | 6311.1144 | 16615.9356 | 870.6329 | N/A | N/A | 20890.9764 | 24498.2797 | 3.3102 | 3.8818 | N/A | N/A | N/A | N/A | N/A | N/A | N/A | N/A | 7.2489 | N/A | N/A | 22927.05 | 3.6328 | 0.52517 | 12.7% | 10649.5 | 589.629 | 3908.4471 | 4.1354 | 141824.7 | 8315.18
DuctSealing_10% | Duct Sealing: 10% |  | Duct Sealing: 10% | PGE | PGE | CZ11 | Pre1978 | CARE | Mixed-fuel | Mixed-fuel | 1056.87 | 44.912 | 2589.5542 | 2589.5542 | 9181.9958 | 419.9326 | N/A | N/A | 10233.4597 | 12359.8534 | 3.9518 | 4.773 | N/A | N/A | N/A | N/A | N/A | N/A | N/A | N/A | 6.1666 | N/A | N/A | 11771.55 | 4.5458 | 0.30796 | 7.447% | 10649.5 | 589.629 | 3908.4471 | 4.1354 | 141824.7 | 9592.63
HPWH | HPWH |  | 240V Fed. Min. HPWH | PGE | PGE | CZ11 | Pre1978 | CARE | Mixed-fuel | Mixed-fuel | -1263.5 | 156.137 | 4332.0102 | 6553.7323 | 3536.1677 | -62.3303 | 55.143 | N/A | 678.2293 | 5767.5334 | 0.10349 | 0.88004 | 3356.4315 | 8586.6259 | 0.51214 | 1.3102 | N/A | N/A | N/A | N/A | -69.5009 | 78.5596 | N/A | 10089.9 | 1.5396 | 0.77867 | 19.07% | 10649.5 | 580.711 | 3891.2747 | 4.0832 | 140742.45 | 11913
HPWH_HighEfficiency | High Efficiency HPWH |  | 240V Market Std. NEEA HPWH | PGE | PGE | CZ11 | Pre1978 | CARE | Mixed-fuel | Mixed-fuel | -989.5 | 156.354 | 5192.8306 | 7967.0806 | 4037.5694 | 13.926 | 113.8508 | N/A | 2419.9332 | 7608.5201 | 0.30374 | 0.95499 | 4698.0562 | 10006.4868 | 0.58968 | 1.256 | N/A | N/A | N/A | N/A | 372.8862 | 45.6109 | N/A | 12004.65 | 1.5068 | 0.81105 | 19.86% | 10649.5 | 580.711 | 3891.2747 | 4.0832 | 140742.45 | 11639
HPWH_HighEfficiency_DR | High Efficiency HPWH with Demand Response |  | 240V Market Std. NEEA HPWH + DR | PGE | PGE | CZ11 | Pre1978 | CARE | Mixed-fuel | Mixed-fuel | -811.7 | 156.426 | 5192.8306 | 7967.0806 | 5452.8194 | 64.3642 | 153.8519 | N/A | 3570.8924 | 8822.5541 | 0.44821 | 1.1074 | 5611.0672 | 10970.0549 | 0.70428 | 1.3769 | N/A | N/A | N/A | N/A | 80.6788 | 33.7521 | N/A | 13419.9 | 1.6844 | 0.8405 | 20.58% | 10649.5 | 580.711 | 3891.2747 | 4.0832 | 140742.45 | 11461.2
HPWH_120V | 120V HPWH |  | 120V Market Std. NEEA HPWH | PGE | PGE | CZ11 | Pre1978 | CARE | Mixed-fuel | Mixed-fuel | -823.9 | 156.936 | 2892.8863 | 4272.7328 | 9280.3672 | 60.873 | 150.5143 | N/A | 3498.7501 | 8764.5558 | 0.81886 | 2.0513 | 5542.4271 | 10915.7432 | 1.2972 | 2.5547 | N/A | N/A | N/A | N/A | 47.5233 | 19.22 | N/A | 13553.1 | 3.172 | 0.84923 | 20.8% | 10649.5 | 580.711 | 3891.2747 | 4.0832 | 140742.45 | 11473.4
HPWH_TankOutside | HPWH in Exterior Closet |  | 240V Fed. Min. HPWH, Exterior Closet | PGE | PGE | CZ11 | Pre1978 | CARE | Mixed-fuel | Mixed-fuel | -1279.3 | 154.63 | 4751.0613 | 6972.7834 | 2750.8166 | -69.5805 | 48.8637 | N/A | 490.8898 | 5517.2656 | 0.070401 | 0.79126 | 3191.2274 | 8359.6579 | 0.45767 | 1.1989 | N/A | N/A | N/A | N/A | -68.2815 | 97.2309 | N/A | 9723.6 | 1.3945 | 0.7663 | 18.77% | 10649.5 | 580.711 | 3891.2747 | 4.0832 | 140742.45 | 11928.8
HPWH_TankInside_NotDucted | HPWH in interior closet, not ducted |  | 240V Fed. Min. HPWH, Interior Closet, Not Ducted | PGE | PGE | CZ11 | Pre1978 | CARE | Mixed-fuel | Mixed-fuel | -681.8 | 123.581 | 4412.5691 | 6634.2911 | 3455.6089 | 38.842 | 122.5021 | N/A | 2510.0481 | 6552.8406 | 0.37834 | 0.98772 | 4417.365 | 8560.4944 | 0.66584 | 1.2903 | N/A | N/A | N/A | N/A | 113.603 | 36.0203 | N/A | 10089.9 | 1.5209 | 0.64848 | 15.88% | 10649.5 | 580.711 | 3891.2747 | 4.0832 | 140742.45 | 11331.3
HPWH_TankInside_Ducted | HPWH in interior closet, ducted outside |  | 240V Fed. Min. HPWH, Interior Closet, Ducted | PGE | PGE | CZ11 | Pre1978 | CARE | Mixed-fuel | Mixed-fuel | -1309.5 | 164.188 | 5491.8272 | 7713.5493 | 3158.9007 | -61.7449 | 56.7587 | N/A | 809.2028 | 6188.5645 | 0.10491 | 0.8023 | 3510.8943 | 9032.3821 | 0.45516 | 1.171 | N/A | N/A | N/A | N/A | -88.9438 | 96.7575 | N/A | 10872.45 | 1.4095 | 0.82899 | 20.3% | 10649.5 | 580.711 | 3891.2747 | 4.0832 | 140742.45 | 11959
HPSH_9.5HSPF2_17SEER2 | New HPSH 9.5 HSPF2, 17 SEER2 |  | High Efficiency HPSH | PGE | PGE | CZ11 | Pre1978 | CARE | Mixed-fuel | Mixed-fuel | -2223.11 | 329.569 | 4247.3528 | 7418.8676 | 13349.2324 | 200.7585 | 158.5356 | N/A | 9134.1584 | 20585.3534 | 1.2312 | 2.7747 | 8171.5446 | 19572.1 | 1.1015 | 2.6382 | N/A | N/A | N/A | N/A | 21.1565 | 26.7912 | N/A | 20768.1 | 2.7994 | 1.485 | 40.2% | 7638.02 | 536.266 | 2851.4912 | 3.6938 | 114574.2 | 9861.13
MSHP | Ducted MSHP 9.5 HSPF2, 16.5 SEER2 |  | High Eff MSHP | PGE | PGE | CZ11 | Pre1978 | CARE | Mixed-fuel | Mixed-fuel | -2288.79 | 329.569 | 1411.0322 | 3403.8828 | 17014.5672 | 180.4622 | 140.0864 | N/A | 8671.4358 | 20098.2887 | 2.5475 | 5.9045 | 7750.933 | 19129.3616 | 2.2771 | 5.6199 | N/A | N/A | N/A | N/A | 7.819 | 10.0726 | N/A | 20418.45 | 5.9986 | 1.483 | 40.15% | 7638.02 | 536.266 | 2851.4912 | 3.6938 | 114574.2 | 9926.81
PV_3kW | 3kW PV |  | 3kW PV | PGE | PGE | CZ11 | Pre1978 | CARE | Mixed-fuel | Mixed-fuel | 4582.44 | 0 | 9608.1502 | 11574.2633 | 2445.0367 | 838.19 | N/A | 738.743 | 19109.3861 | 20114.6601 | 1.651 | 1.7379 | N/A | N/A | N/A | N/A | 16842.1538 | 17728.1571 | 1.4551 | 1.5317 | 11.463 | N/A | 13.0061 | 14019.3 | 1.2112 | 0.10753 | 2.6% | 10649.5 | 589.629 | 3908.4471 | 4.1354 | 141824.7 | 6067.06
AE | All Electric |  | All Electric | PGE | PGE | CZ11 | Pre1978 | CARE | All Electric | Mixed-fuel | -2370.9 | 589.629 | 6529.8817 | 9997.8658 | 41051.0342 | 709.7118 | 806.3937 | N/A | 23646.309 | 42863.4701 | 2.3651 | 4.2873 | 25850.5009 | 45183.6163 | 2.5856 | 4.5193 | N/A | N/A | N/A | N/A | 9.2008 | 8.0976 | N/A | 51048.9 | 5.106 | 2.8102 | 67.95% | 10649.5 | 589.629 | 3908.4471 | 4.1354 | 141824.7 | 13020.4
VCHP_base | Base VCHP |  | Base VCHP | PGE | PGE | CZ11 | Pre1978 | CARE | Mixed-fuel | Mixed-fuel | -2179 | 296.007 | 15591.6635 | 25382.2501 | -6334.6501 | 133.6572 | 54.3295 | N/A | 7111.3464 | 17269.2883 | 0.28017 | 0.68037 | 5302.8036 | 15365.6047 | 0.20892 | 0.60537 | N/A | N/A | N/A | N/A | 116.6541 | 286.9832 | N/A | 19047.6 | 0.75043 | 1.3094 | 38.28% | 6654.37 | 502.704 | 2489.6995 | 3.4208 | 106177.05 | 8833.37
VCHP_Fujitsu48 | Fujitsu 48 VCHP |  | Fujitsu 48 VCHP | PGE | PGE | CZ11 | Pre1978 | CARE | Mixed-fuel | Mixed-fuel | -92.27 | 296.007 | 19694.4848 | 32118.5162 | 3479.1838 | 632.675 | 498.3516 | N/A | 18488.151 | 29244.5844 | 0.57562 | 0.91052 | 15425.7943 | 26021.1285 | 0.48028 | 0.81016 | N/A | N/A | N/A | N/A | 31.1289 | 39.5193 | N/A | 35597.7 | 1.1083 | 1.612 | 47.12% | 6654.37 | 502.704 | 2489.6995 | 3.4208 | 106177.05 | 6746.64
HPWH_PV | HPWH + 3kW PV |  | 240V Fed. Min. HPWH + 3kW PV | PGE | PGE | CZ11 | Pre1978 | CARE | Mixed-fuel | Mixed-fuel | 3318.99 | 156.137 | 13940.1604 | 18127.9956 | 7413.1044 | 851.3306 | N/A | 802.791 | 21508.2307 | 27693.3239 | 1.1865 | 1.5277 | N/A | N/A | N/A | N/A | 20401.6054 | 26528.4832 | 1.1254 | 1.4634 | 16.3746 | N/A | 17.3646 | 25541.1 | 1.4089 | 0.8862 | 21.7% | 10649.5 | 580.711 | 3891.2747 | 4.0832 | 140742.45 | 7330.51
HPSH_PV | HPSH + 3kW PV |  | HPSH + 3kW PV | PGE | PGE | CZ11 | Pre1978 | CARE | Mixed-fuel | Mixed-fuel | 1499.31 | 329.569 | 10856.0217 | 14068.3968 | 14009.0532 | 760.5403 | N/A | 654.3251 | 21896.2849 | 34018.8481 | 1.5564 | 2.4181 | N/A | N/A | N/A | N/A | 19474.7499 | 31469.9251 | 1.3843 | 2.2369 | 14.2741 | N/A | 16.5912 | 28077.45 | 1.9958 | 1.4803 | 40.07% | 7638.02 | 536.266 | 2851.4912 | 3.6938 | 114574.2 | 6138.71
HPSH_RCV_300CFM | New HPSH |  | Heat Pump Space Heater | PGE | PGE | CZ12 | Pre1978 | CARE | Mixed-fuel | Mixed-fuel | -3019.13 | 320.741 | 1172.0255 | 2178.8719 | 11640.6281 | -67.1246 | -99.5558 | N/A | 2849.4801 | 13543.0635 | 1.3078 | 6.2156 | 2110.1017 | 12764.7891 | 0.96844 | 5.8584 | N/A | N/A | N/A | N/A | -17.4604 | -11.7726 | N/A | 13819.5 | 6.3425 | 1.3495 | 37.39% | 5814.88 | 534.378 | 2295.3625 | 3.6088 | 103396.5 | 8834.01
DFHP_RCV_300CFM_35F | DFHP, Existing Furnace 35F |  | Dual Fuel Heat Pump (existing furnace) | PGE | PGE | CZ12 | Pre1978 | CARE | Mixed-fuel | Mixed-fuel | -2275.23 | 280.27 | 1960.2499 | 948.7304 | 11078.1196 | 57.98 | -20.158 | N/A | 5212.4085 | 14852.4955 | 5.4941 | 15.6551 | 3430.9875 | 12977.3606 | 3.6164 | 13.6787 | N/A | N/A | N/A | N/A | 33.8091 | -97.244 | N/A | 12026.85 | 12.6768 | 1.2521 | 34.24% | 5814.88 | 542.602 | 2311.8251 | 3.6569 | 101614.95 | 8090.11
RaisedFloorInsulation_R19 | Raised Floor Insulation: R-19 |  | Raised Floor Insulation: R-19 | PGE | PGE | CZ12 | Pre1978 | CARE | Mixed-fuel | Mixed-fuel | -371.88 | 81.334 | 3632.776 | 3632.776 | 4608.974 | 47.2962 | N/A | N/A | 2265.4967 | 5242.7137 | 0.62363 | 1.4432 | N/A | N/A | N/A | N/A | N/A | N/A | N/A | N/A | 76.8091 | N/A | N/A | 8241.75 | 2.2687 | 0.47221 | 10.93% | 7988.75 | 637.175 | 3192.867 | 4.3184 | 132434.1 | 8360.63
RaisedFloorInsulation_R30 | Raised Floor Insulation: R-30vs0 |  | Raised Floor Insulation: R-30vsR0 | PGE | PGE | CZ12 | Pre1978 | CARE | Mixed-fuel | Mixed-fuel | -437.83 | 93.1 | 4112.6252 | 4112.6252 | 5244.6748 | 50.5148 | N/A | N/A | 2510.6482 | 5914.2725 | 0.61047 | 1.4381 | N/A | N/A | N/A | N/A | N/A | N/A | N/A | N/A | 81.4142 | N/A | N/A | 9357.3 | 2.2753 | 0.54022 | 12.51% | 7988.75 | 637.175 | 3192.867 | 4.3184 | 132434.1 | 8426.58
WallInsulation_R13 | Wall Insulation: R-13 |  | Wall Insulation: R-13 | PGE | PGE | CZ12 | Pre1978 | CARE | Mixed-fuel | Mixed-fuel | 252.47 | 55.524 | 2950.4997 | 2950.4997 | 5774.1003 | 190.0806 | N/A | N/A | 5146.4387 | 7374.1108 | 1.7443 | 2.4993 | N/A | N/A | N/A | N/A | N/A | N/A | N/A | N/A | 15.5224 | N/A | N/A | 8724.6 | 2.957 | 0.34307 | 8.595% | 7431.3 | 586.279 | 2919.1056 | 3.9915 | 122310.9 | 7178.83
AtticInsulation_R38_infil | Attic Insulation: R-38 |  | Attic Insulation: R-38 | PGE | PGE | CZ12 | Pre1978 | CARE | Mixed-fuel | Mixed-fuel | 799.76 | 45.145 | 6762.2571 | 6762.2571 | 3727.2429 | 340.6498 | N/A | N/A | 8430.2062 | 10472.0095 | 1.2467 | 1.5486 | N/A | N/A | N/A | N/A | N/A | N/A | N/A | N/A | 19.8511 | N/A | N/A | 10489.5 | 1.5512 | 0.29823 | 7.472% | 7431.3 | 586.279 | 2919.1056 | 3.9915 | 122310.9 | 6631.54
AtticInsulation_R49_infil | Attic Insulation: R-49 |  | Attic Insulation: R-49 | PGE | PGE | CZ12 | Pre1978 | CARE | Mixed-fuel | Mixed-fuel | 887.69 | 49.222 | 7446.0183 | 7446.0183 | 4092.4317 | 376.5991 | N/A | N/A | 9309.7286 | 11542.0835 | 1.2503 | 1.5501 | N/A | N/A | N/A | N/A | N/A | N/A | N/A | N/A | 19.7717 | N/A | N/A | 11538.45 | 1.5496 | 0.32663 | 8.183% | 7431.3 | 586.279 | 2919.1056 | 3.9915 | 122310.9 | 6543.61
Windows_0.28UFactor0.23SHGC | New Windows: 0.28 U-factor, 0.23 SHGC |  | Window Upgrade: 0.28 vs 0.30 U-factor | PGE | PGE | CZ12 | Pre1978 | CARE | Mixed-fuel | Mixed-fuel | 1294.08 | 31.498 | 11462.7824 | 11462.7824 | -490.4324 | 470.8585 | N/A | N/A | 11201.2867 | 12913.4944 | 0.97719 | 1.1266 | N/A | N/A | N/A | N/A | N/A | N/A | N/A | N/A | 24.3444 | N/A | N/A | 10972.35 | 0.95722 | 0.23483 | 5.883% | 7431.3 | 586.279 | 2919.1056 | 3.9915 | 122310.9 | 6137.22
Roof_RB | Roofing: Radiant Barrier |  | Radiant Barrier (at roof replacement) | PGE | PGE | CZ12 | Pre1978 | CARE | Mixed-fuel | Mixed-fuel | 508.94 | 16.89 | 892.9455 | 892.9455 | 3952.2045 | 192.5738 | N/A | N/A | 4638.4278 | 5479.5895 | 5.1945 | 6.1365 | N/A | N/A | N/A | N/A | N/A | N/A | N/A | N/A | 4.6369 | N/A | N/A | 4845.15 | 5.426 | 0.11634 | 2.915% | 7431.3 | 586.279 | 2919.1056 | 3.9915 | 122310.9 | 6922.36
Roof_0.20Ref | Roofing: Steep Sloped, 0.20 Ref. |  | 0.20 Solar Reflectance Cool Roof (at roof replacement) | PGE | PGE | CZ12 | Pre1978 | CARE | Mixed-fuel | Mixed-fuel | 371.36 | -10.173 | 892.9455 | 1203.407 | -354.257 | 96.5859 | N/A | N/A | 2054.3103 | 1806.8348 | 1.7071 | 1.5014 | N/A | N/A | N/A | N/A | N/A | N/A | N/A | N/A | 9.2451 | N/A | N/A | 849.15 | 0.70562 | -0.04683 | -1.173% | 7431.3 | 586.279 | 2919.1056 | 3.9915 | 122310.9 | 7059.94
Roof_0.25Ref | Roofing: Steep Sloped, 0.25 Ref. vs. 0.20 Ref |  | Roofing Upgrade: 0.25 vs. 0.20 Solar Reflectance (at roof replacement) | PGE | PGE | CZ12 | Pre1978 | CARE | Mixed-fuel | Mixed-fuel | 553.53 | -15.438 | 1785.8911 | 2406.8139 | -1158.0639 | 143.7166 | N/A | N/A | 3052.4445 | 2673.6247 | 1.2683 | 1.1109 | N/A | N/A | N/A | N/A | N/A | N/A | N/A | N/A | 12.4265 | N/A | N/A | 1248.75 | 0.51884 | -0.07152 | -1.792% | 7431.3 | 586.279 | 2919.1056 | 3.9915 | 122310.9 | 6877.77
Ducts_R6 | New Ducts: R-6 |  | New Ducts: R-6 | PGE | PGE | CZ12 | Pre1978 | CARE | Mixed-fuel | Mixed-fuel | 1314 | 65.52 | 4808.3746 | 4808.3746 | 11608.5254 | 545.5941 | N/A | N/A | 13400.6285 | 16421.3437 | 2.7869 | 3.4152 | N/A | N/A | N/A | N/A | N/A | N/A | N/A | N/A | 8.8131 | N/A | N/A | 16416.9 | 3.4142 | 0.45701 | 11.45% | 7431.3 | 586.279 | 2919.1056 | 3.9915 | 122310.9 | 6117.3
Ducts_R8 | New Ducts: R-8 |  | New Ducts: R-8 | PGE | PGE | CZ12 | Pre1978 | CARE | Mixed-fuel | Mixed-fuel | 1347.35 | 68.881 | 6311.1144 | 6311.1144 | 10721.8356 | 562.8213 | N/A | N/A | 13842.7393 | 17005.5371 | 2.1934 | 2.6945 | N/A | N/A | N/A | N/A | N/A | N/A | N/A | N/A | 11.2134 | N/A | N/A | 17032.95 | 2.6989 | 0.47833 | 11.98% | 7431.3 | 586.279 | 2919.1056 | 3.9915 | 122310.9 | 6083.95
DuctSealing_10% | Duct Sealing: 10% |  | Duct Sealing: 10% | PGE | PGE | CZ12 | Pre1978 | CARE | Mixed-fuel | Mixed-fuel | 588.81 | 43.677 | 2589.5542 | 2589.5542 | 6418.0958 | 273.8104 | N/A | N/A | 6883.7015 | 8789.5654 | 2.6583 | 3.3942 | N/A | N/A | N/A | N/A | N/A | N/A | N/A | N/A | 9.4575 | N/A | N/A | 9007.65 | 3.4785 | 0.2853 | 7.148% | 7431.3 | 586.279 | 2919.1056 | 3.9915 | 122310.9 | 6842.49
HPWH | HPWH |  | 240V Fed. Min. HPWH | PGE | PGE | CZ12 | Pre1978 | CARE | Mixed-fuel | Mixed-fuel | -1371.26 | 163.216 | 4332.0102 | 6553.7323 | 3636.0677 | -81.4596 | -65.0187 | N/A | 326.599 | 5600.7949 | 0.049834 | 0.8546 | 701.4255 | 5995.3397 | 0.10703 | 0.9148 | N/A | N/A | N/A | N/A | -53.1798 | -66.6271 | N/A | 10189.8 | 1.5548 | 0.81498 | 20.69% | 7431.3 | 577.266 | 2901.7674 | 3.9388 | 121228.65 | 8802.56
HPWH_HighEfficiency | High Efficiency HPWH |  | 240V Market Std. NEEA HPWH | PGE | PGE | CZ12 | Pre1978 | CARE | Mixed-fuel | Mixed-fuel | -1064.41 | 163.459 | 5192.8306 | 7967.0806 | 4387.2194 | 3.6793 | 0.40708 | N/A | 2271.1054 | 7655.963 | 0.28506 | 0.96095 | 2196.505 | 7577.4381 | 0.2757 | 0.95109 | N/A | N/A | N/A | N/A | 1411.3772 | 12756.1506 | N/A | 12354.3 | 1.5507 | 0.85045 | 21.59% | 7431.3 | 577.266 | 2901.7674 | 3.9388 | 121228.65 | 8495.71
HPWH_HighEfficiency_DR | High Efficiency HPWH with Demand Response |  | 240V Market Std. NEEA HPWH + DR | PGE | PGE | CZ12 | Pre1978 | CARE | Mixed-fuel | Mixed-fuel | -922.86 | 163.386 | 5192.8306 | 7967.0806 | 5635.9694 | 43.4488 | 33.5584 | N/A | 3176.7296 | 8606.6836 | 0.39873 | 1.0803 | 2951.2452 | 8369.3373 | 0.37043 | 1.0505 | N/A | N/A | N/A | N/A | 119.5161 | 154.74 | N/A | 13603.05 | 1.7074 | 0.87421 | 22.19% | 7431.3 | 577.266 | 2901.7674 | 3.9388 | 121228.65 | 8354.16
HPWH_120V | 120V HPWH |  | 120V Market Std. NEEA HPWH | PGE | PGE | CZ12 | Pre1978 | CARE | Mixed-fuel | Mixed-fuel | -880.75 | 163.915 | 2892.8863 | 4272.7328 | 9813.1672 | 55.2786 | 41.8332 | N/A | 3453.9508 | 8916.5909 | 0.80837 | 2.0869 | 3147.4157 | 8593.9302 | 0.73663 | 2.0113 | N/A | N/A | N/A | N/A | 52.3328 | 69.1529 | N/A | 14085.9 | 3.2967 | 0.88558 | 22.48% | 7431.3 | 577.266 | 2901.7674 | 3.9388 | 121228.65 | 8312.05
HPWH_TankOutside | HPWH in Exterior Closet |  | 240V Fed. Min. HPWH, Exterior Closet | PGE | PGE | CZ12 | Pre1978 | CARE | Mixed-fuel | Mixed-fuel | -1387.37 | 161.476 | 4751.0613 | 6972.7834 | 2834.0666 | -89.2066 | -71.7524 | N/A | 125.1273 | 5328.8961 | 0.017945 | 0.76424 | 523.0551 | 5747.7574 | 0.075014 | 0.82431 | N/A | N/A | N/A | N/A | -53.2591 | -66.2146 | N/A | 9806.85 | 1.4064 | 0.80124 | 20.34% | 7431.3 | 577.266 | 2901.7674 | 3.9388 | 121228.65 | 8818.67
HPWH_TankInside_NotDucted | HPWH in interior closet, not ducted |  | 240V Fed. Min. HPWH, Interior Closet, Not Ducted | PGE | PGE | CZ12 | Pre1978 | CARE | Mixed-fuel | Mixed-fuel | -783.77 | 128.066 | 4412.5691 | 6634.2911 | 3272.4589 | 18.851 | 4.1954 | N/A | 2104.5234 | 6246.92 | 0.31722 | 0.94161 | 1770.3991 | 5895.2187 | 0.26686 | 0.8886 | N/A | N/A | N/A | N/A | 234.0756 | 1051.7544 | N/A | 9906.75 | 1.4933 | 0.66719 | 16.94% | 7431.3 | 577.266 | 2901.7674 | 3.9388 | 121228.65 | 8215.07
HPWH_TankInside_Ducted | HPWH in interior closet, ducted outside |  | 240V Fed. Min. HPWH, Interior Closet, Ducted | PGE | PGE | CZ12 | Pre1978 | CARE | Mixed-fuel | Mixed-fuel | -1403.11 | 171.447 | 5491.8272 | 7713.5493 | 3342.0507 | -77.7008 | -61.9001 | N/A | 526.9209 | 6087.6006 | 0.068311 | 0.78921 | 887.1516 | 6466.7817 | 0.11501 | 0.83837 | N/A | N/A | N/A | N/A | -70.6791 | -88.7208 | N/A | 11055.6 | 1.4333 | 0.86678 | 22.01% | 7431.3 | 577.266 | 2901.7674 | 3.9388 | 121228.65 | 8834.41
HPSH_9.5HSPF2_17SEER2 | New HPSH 9.5 HSPF2, 17 SEER2 |  | High Efficiency HPSH | PGE | PGE | CZ12 | Pre1978 | CARE | Mixed-fuel | Mixed-fuel | -2308.5 | 320.741 | 4148.5785 | 7065.961 | 12281.339 | 123.5111 | 61.048 | N/A | 7195.6678 | 18117.888 | 1.0184 | 2.5641 | 5771.6112 | 16618.917 | 0.81682 | 2.352 | N/A | N/A | N/A | N/A | 33.5887 | 67.956 | N/A | 19347.3 | 2.7381 | 1.45 | 40.18% | 5814.88 | 534.378 | 2295.3625 | 3.6088 | 103396.5 | 8123.38
MSHP | Ducted MSHP 9.5 HSPF2, 16.5 SEER2 |  | High Eff MSHP | PGE | PGE | CZ12 | Pre1978 | CARE | Mixed-fuel | Mixed-fuel | -2337.09 | 320.741 | 1421.1983 | 3229.8412 | 15950.9588 | 114.5354 | 52.1335 | N/A | 6991.0377 | 17902.4931 | 2.1645 | 5.5428 | 5568.3746 | 16404.989 | 1.724 | 5.0792 | N/A | N/A | N/A | N/A | 12.4084 | 27.2607 | N/A | 19180.8 | 5.9386 | 1.4487 | 40.14% | 5814.88 | 534.378 | 2295.3625 | 3.6088 | 103396.5 | 8151.97
PV_3kW | 3kW PV |  | 3kW PV | PGE | PGE | CZ12 | Pre1978 | CARE | Mixed-fuel | Mixed-fuel | 4713.45 | 0 | 9608.1502 | 11574.2633 | -352.1633 | 702.7202 | N/A | 542.5078 | 16020.8926 | 16863.6924 | 1.3842 | 1.457 | N/A | N/A | N/A | N/A | 12368.3059 | 13018.9567 | 1.0686 | 1.1248 | 13.6728 | N/A | 17.7106 | 11222.1 | 0.96957 | 0.10739 | 2.69% | 7431.3 | 586.279 | 2919.1056 | 3.9915 | 122310.9 | 2717.85
AE | All Electric |  | All Electric | PGE | PGE | CZ12 | Pre1978 | CARE | All Electric | Mixed-fuel | -3814.5 | 586.279 | 6454.0357 | 9682.6042 | 32608.3958 | 222.0753 | 298.4168 | N/A | 12409.9152 | 30749.3437 | 1.2817 | 3.1757 | 14150.3783 | 32581.3661 | 1.4614 | 3.3649 | N/A | N/A | N/A | N/A | 29.0624 | 21.6276 | N/A | 42291 | 4.3677 | 2.763 | 69.22% | 7431.3 | 586.279 | 2919.1056 | 3.9915 | 122310.9 | 11245.8
VCHP_base | Base VCHP |  | Base VCHP | PGE | PGE | CZ12 | Pre1978 | CARE | Mixed-fuel | Mixed-fuel | -2201.44 | 288.49 | 13336.3685 | 21679.367 | -3464.267 | 75.8399 | -15.1767 | N/A | 5635.2811 | 15335.3978 | 0.25994 | 0.70737 | 3560.2502 | 13151.2073 | 0.16422 | 0.60662 | N/A | N/A | N/A | N/A | 175.8491 | -878.7413 | N/A | 18215.1 | 0.8402 | 1.2883 | 38.39% | 5131.57 | 502.127 | 2028.478 | 3.3563 | 96853.05 | 7333.01
VCHP_Fujitsu48 | Fujitsu 48 VCHP |  | Fujitsu 48 VCHP | PGE | PGE | CZ12 | Pre1978 | CARE | Mixed-fuel | Mixed-fuel | -310.57 | 288.49 | 17266.2712 | 28131.7248 | 5201.5752 | 537.51 | 390.8828 | N/A | 16160.6193 | 26414.4351 | 0.57446 | 0.93896 | 12817.7537 | 22895.7137 | 0.45563 | 0.81388 | N/A | N/A | N/A | N/A | 32.1227 | 44.1725 | N/A | 33333.3 | 1.1849 | 1.5732 | 46.87% | 5131.57 | 502.127 | 2028.478 | 3.3563 | 96853.05 | 5442.14
HPWH_PV | HPWH + 3kW PV |  | 240V Fed. Min. HPWH + 3kW PV | PGE | PGE | CZ12 | Pre1978 | CARE | Mixed-fuel | Mixed-fuel | 3342.18 | 163.216 | 13940.1604 | 18127.9956 | 5115.4044 | 718.8623 | N/A | 607.3346 | 18572.6548 | 24806.7081 | 1.0245 | 1.3684 | N/A | N/A | N/A | N/A | 16030.0019 | 22130.2957 | 0.88427 | 1.2208 | 19.392 | N/A | 22.953 | 23243.4 | 1.2822 | 0.92237 | 23.42% | 7431.3 | 577.266 | 2901.7674 | 3.9388 | 121228.65 | 4089.12
HPSH_PV | HPSH + 3kW PV |  | HPSH + 3kW PV | PGE | PGE | CZ12 | Pre1978 | CARE | Mixed-fuel | Mixed-fuel | 1694.31 | 320.741 | 10780.1756 | 13753.1352 | 11305.1148 | 597.2477 | N/A | 512.9777 | 17996.1031 | 29486.4942 | 1.3085 | 2.144 | N/A | N/A | N/A | N/A | 16074.8823 | 27464.2051 | 1.1688 | 1.9969 | 18.0498 | N/A | 21.0149 | 25058.25 | 1.822 | 1.4569 | 40.37% | 5814.88 | 534.378 | 2295.3625 | 3.6088 | 103396.5 | 4120.57
HPSH_RCV_300CFM | New HPSH |  | Heat Pump Space Heater | PGE | SMUD | CZ12 | Pre1978 | CARE | Mixed-fuel | Mixed-fuel | -3019.13 | 320.741 | 1172.0255 | 2178.8719 | 11640.6281 | 597.1177 | 597.1177 | N/A | 17993.1399 | 29483.3751 | 8.258 | 13.5315 | 17993.1399 | 29483.3751 | 8.258 | 13.5315 | N/A | N/A | N/A | N/A | 1.9628 | 1.9628 | N/A | 13819.5 | 6.3425 | 1.3495 | 37.39% | 5814.88 | 534.378 | 897.7528 | 3.6088 | 103396.5 | 8834.01
DFHP_RCV_300CFM_35F | DFHP, Existing Furnace 35F |  | Dual Fuel Heat Pump (existing furnace) | PGE | SMUD | CZ12 | Pre1978 | CARE | Mixed-fuel | Mixed-fuel | -2275.23 | 280.27 | 1960.2499 | 948.7304 | 11078.1196 | 530.4156 | 530.4156 | N/A | 15983.1834 | 26189.881 | 16.8469 | 27.6052 | 15983.1834 | 26189.881 | 16.8469 | 27.6052 | N/A | N/A | N/A | N/A | 3.6957 | 3.6957 | N/A | 12026.85 | 12.6768 | 1.2521 | 34.24% | 5814.88 | 542.602 | 914.2155 | 3.6569 | 101614.95 | 8090.11
RaisedFloorInsulation_R19 | Raised Floor Insulation: R-19 |  | Raised Floor Insulation: R-19 | PGE | SMUD | CZ12 | Pre1978 | CARE | Mixed-fuel | Mixed-fuel | -371.88 | 81.334 | 3632.776 | 3632.776 | 4608.974 | 161.8585 | N/A | N/A | 4877.3347 | 7991.9508 | 1.3426 | 2.2 | N/A | N/A | N/A | N/A | N/A | N/A | N/A | N/A | 22.4441 | N/A | N/A | 8241.75 | 2.2687 | 0.47221 | 10.93% | 7988.75 | 637.175 | 1103.3618 | 4.3184 | 132434.1 | 8360.63
RaisedFloorInsulation_R30 | Raised Floor Insulation: R-30vs0 |  | Raised Floor Insulation: R-30vsR0 | PGE | SMUD | CZ12 | Pre1978 | CARE | Mixed-fuel | Mixed-fuel | -437.83 | 93.1 | 4112.6252 | 4112.6252 | 5244.6748 | 185.2768 | N/A | N/A | 5583.0046 | 9148.2542 | 1.3575 | 2.2244 | N/A | N/A | N/A | N/A | N/A | N/A | N/A | N/A | 22.1972 | N/A | N/A | 9357.3 | 2.2753 | 0.54022 | 12.51% | 7988.75 | 637.175 | 1103.3618 | 4.3184 | 132434.1 | 8426.58
WallInsulation_R13 | Wall Insulation: R-13 |  | Wall Insulation: R-13 | PGE | SMUD | CZ12 | Pre1978 | CARE | Mixed-fuel | Mixed-fuel | 252.47 | 55.524 | 2950.4997 | 2950.4997 | 5774.1003 | 110.8267 | N/A | N/A | 3339.5772 | 5472.197 | 1.1319 | 1.8547 | N/A | N/A | N/A | N/A | N/A | N/A | N/A | N/A | 26.6226 | N/A | N/A | 8724.6 | 2.957 | 0.34307 | 8.595% | 7431.3 | 586.279 | 1001.6402 | 3.9915 | 122310.9 | 7178.83
AtticInsulation_R38_infil | Attic Insulation: R-38 |  | Attic Insulation: R-38 | PGE | SMUD | CZ12 | Pre1978 | CARE | Mixed-fuel | Mixed-fuel | 799.76 | 45.145 | 6762.2571 | 6762.2571 | 3727.2429 | 90.5173 | N/A | N/A | 2727.5879 | 4469.3977 | 0.40335 | 0.66093 | N/A | N/A | N/A | N/A | N/A | N/A | N/A | N/A | 74.7068 | N/A | N/A | 10489.5 | 1.5512 | 0.29823 | 7.472% | 7431.3 | 586.279 | 1001.6402 | 3.9915 | 122310.9 | 6631.54
AtticInsulation_R49_infil | Attic Insulation: R-49 |  | Attic Insulation: R-49 | PGE | SMUD | CZ12 | Pre1978 | CARE | Mixed-fuel | Mixed-fuel | 887.69 | 49.222 | 7446.0183 | 7446.0183 | 4092.4317 | 98.6885 | N/A | N/A | 2973.8117 | 4872.8574 | 0.39938 | 0.65442 | N/A | N/A | N/A | N/A | N/A | N/A | N/A | N/A | 75.4497 | N/A | N/A | 11538.45 | 1.5496 | 0.32663 | 8.183% | 7431.3 | 586.279 | 1001.6402 | 3.9915 | 122310.9 | 6543.61
Windows_0.28UFactor0.23SHGC | New Windows: 0.28 U-factor, 0.23 SHGC |  | Window Upgrade: 0.28 vs 0.30 U-factor | PGE | SMUD | CZ12 | Pre1978 | CARE | Mixed-fuel | Mixed-fuel | 1294.08 | 31.498 | 11462.7824 | 11462.7824 | -490.4324 | 63.5957 | N/A | N/A | 1916.3502 | 3140.1119 | 0.16718 | 0.27394 | N/A | N/A | N/A | N/A | N/A | N/A | N/A | N/A | 180.2446 | N/A | N/A | 10972.35 | 0.95722 | 0.23483 | 5.883% | 7431.3 | 586.279 | 1001.6402 | 3.9915 | 122310.9 | 6137.22
Roof_RB | Roofing: Radiant Barrier |  | Radiant Barrier (at roof replacement) | PGE | SMUD | CZ12 | Pre1978 | CARE | Mixed-fuel | Mixed-fuel | 508.94 | 16.89 | 892.9455 | 892.9455 | 3952.2045 | 33.8183 | N/A | N/A | 1019.058 | 1669.818 | 1.1412 | 1.87 | N/A | N/A | N/A | N/A | N/A | N/A | N/A | N/A | 26.4042 | N/A | N/A | 4845.15 | 5.426 | 0.11634 | 2.915% | 7431.3 | 586.279 | 1001.6402 | 3.9915 | 122310.9 | 6922.36
Roof_0.20Ref | Roofing: Steep Sloped, 0.20 Ref. |  | 0.20 Solar Reflectance Cool Roof (at roof replacement) | PGE | SMUD | CZ12 | Pre1978 | CARE | Mixed-fuel | Mixed-fuel | 371.36 | -10.173 | 892.9455 | 1203.407 | -354.257 | -20.1355 | N/A | N/A | -606.7495 | -994.2135 | 0 | 0 | N/A | N/A | N/A | N/A | N/A | N/A | N/A | N/A | -44.3468 | N/A | N/A | 849.15 | 0.70562 | -0.04683 | -1.173% | 7431.3 | 586.279 | 1001.6402 | 3.9915 | 122310.9 | 7059.94
Roof_0.25Ref | Roofing: Steep Sloped, 0.25 Ref. vs. 0.20 Ref |  | Roofing Upgrade: 0.25 vs. 0.20 Solar Reflectance (at roof replacement) | PGE | SMUD | CZ12 | Pre1978 | CARE | Mixed-fuel | Mixed-fuel | 553.53 | -15.438 | 1785.8911 | 2406.8139 | -1158.0639 | -30.5476 | N/A | N/A | -920.4996 | -1508.3213 | 0 | 0 | N/A | N/A | N/A | N/A | N/A | N/A | N/A | N/A | -58.4626 | N/A | N/A | 1248.75 | 0.51884 | -0.07152 | -1.792% | 7431.3 | 586.279 | 1001.6402 | 3.9915 | 122310.9 | 6877.77
Ducts_R6 | New Ducts: R-6 |  | New Ducts: R-6 | PGE | SMUD | CZ12 | Pre1978 | CARE | Mixed-fuel | Mixed-fuel | 1314 | 65.52 | 4808.3746 | 4808.3746 | 11608.5254 | 131.1477 | N/A | N/A | 3951.9166 | 6475.5701 | 0.82188 | 1.3467 | N/A | N/A | N/A | N/A | N/A | N/A | N/A | N/A | 36.6638 | N/A | N/A | 16416.9 | 3.4142 | 0.45701 | 11.45% | 7431.3 | 586.279 | 1001.6402 | 3.9915 | 122310.9 | 6117.3
Ducts_R8 | New Ducts: R-8 |  | New Ducts: R-8 | PGE | SMUD | CZ12 | Pre1978 | CARE | Mixed-fuel | Mixed-fuel | 1347.35 | 68.881 | 6311.1144 | 6311.1144 | 10721.8356 | 137.8771 | N/A | N/A | 4154.6949 | 6807.8406 | 0.65831 | 1.0787 | N/A | N/A | N/A | N/A | N/A | N/A | N/A | N/A | 45.7735 | N/A | N/A | 17032.95 | 2.6989 | 0.47833 | 11.98% | 7431.3 | 586.279 | 1001.6402 | 3.9915 | 122310.9 | 6083.95
DuctSealing_10% | Duct Sealing: 10% |  | Duct Sealing: 10% | PGE | SMUD | CZ12 | Pre1978 | CARE | Mixed-fuel | Mixed-fuel | 588.81 | 43.677 | 2589.5542 | 2589.5542 | 6418.0958 | 87.4261 | N/A | N/A | 2634.4393 | 4316.7653 | 1.0173 | 1.667 | N/A | N/A | N/A | N/A | N/A | N/A | N/A | N/A | 29.6199 | N/A | N/A | 9007.65 | 3.4785 | 0.2853 | 7.148% | 7431.3 | 586.279 | 1001.6402 | 3.9915 | 122310.9 | 6842.49
HPWH | HPWH |  | 240V Fed. Min. HPWH | PGE | SMUD | CZ12 | Pre1978 | CARE | Mixed-fuel | Mixed-fuel | -1371.26 | 163.216 | 4332.0102 | 6553.7323 | 3636.0677 | 297.7192 | 297.7192 | N/A | 8971.2678 | 14700.2277 | 1.3689 | 2.243 | 8971.2678 | 14700.2277 | 1.3689 | 2.243 | N/A | N/A | N/A | N/A | 14.5507 | 14.5507 | N/A | 10189.8 | 1.5548 | 0.81498 | 20.69% | 7431.3 | 577.266 | 984.302 | 3.9388 | 121228.65 | 8802.56
HPWH_HighEfficiency | High Efficiency HPWH |  | 240V Market Std. NEEA HPWH | PGE | SMUD | CZ12 | Pre1978 | CARE | Mixed-fuel | Mixed-fuel | -1064.41 | 163.459 | 5192.8306 | 7967.0806 | 4387.2194 | 298.1931 | 298.1931 | N/A | 8985.5486 | 14723.6281 | 1.1278 | 1.8481 | 8985.5486 | 14723.6281 | 1.1278 | 1.8481 | N/A | N/A | N/A | N/A | 17.4143 | 17.4143 | N/A | 12354.3 | 1.5507 | 0.85045 | 21.59% | 7431.3 | 577.266 | 984.302 | 3.9388 | 121228.65 | 8495.71
HPWH_HighEfficiency_DR | High Efficiency HPWH with Demand Response |  | 240V Market Std. NEEA HPWH + DR | PGE | SMUD | CZ12 | Pre1978 | CARE | Mixed-fuel | Mixed-fuel | -922.86 | 163.386 | 5192.8306 | 7967.0806 | 5635.9694 | 298.049 | 298.049 | N/A | 8981.2054 | 14716.5114 | 1.1273 | 1.8472 | 8981.2054 | 14716.5114 | 1.1273 | 1.8472 | N/A | N/A | N/A | N/A | 17.4227 | 17.4227 | N/A | 13603.05 | 1.7074 | 0.87421 | 22.19% | 7431.3 | 577.266 | 984.302 | 3.9388 | 121228.65 | 8354.16
HPWH_120V | 120V HPWH |  | 120V Market Std. NEEA HPWH | PGE | SMUD | CZ12 | Pre1978 | CARE | Mixed-fuel | Mixed-fuel | -880.75 | 163.915 | 2892.8863 | 4272.7328 | 9813.1672 | 299.0742 | 299.0742 | N/A | 9012.0981 | 14767.1318 | 2.1092 | 3.4561 | 9012.0981 | 14767.1318 | 2.1092 | 3.4561 | N/A | N/A | N/A | N/A | 9.6728 | 9.6728 | N/A | 14085.9 | 3.2967 | 0.88558 | 22.48% | 7431.3 | 577.266 | 984.302 | 3.9388 | 121228.65 | 8312.05
HPWH_TankOutside | HPWH in Exterior Closet |  | 240V Fed. Min. HPWH, Exterior Closet | PGE | SMUD | CZ12 | Pre1978 | CARE | Mixed-fuel | Mixed-fuel | -1387.37 | 161.476 | 4751.0613 | 6972.7834 | 2834.0666 | 294.331 | 294.331 | N/A | 8869.1687 | 14532.9292 | 1.272 | 2.0842 | 8869.1687 | 14532.9292 | 1.272 | 2.0842 | N/A | N/A | N/A | N/A | 16.1419 | 16.1419 | N/A | 9806.85 | 1.4064 | 0.80124 | 20.34% | 7431.3 | 577.266 | 984.302 | 3.9388 | 121228.65 | 8818.67
HPWH_TankInside_NotDucted | HPWH in interior closet, not ducted |  | 240V Fed. Min. HPWH, Interior Closet, Not Ducted | PGE | SMUD | CZ12 | Pre1978 | CARE | Mixed-fuel | Mixed-fuel | -783.77 | 128.066 | 4412.5691 | 6634.2911 | 3272.4589 | 228.3254 | 228.3254 | N/A | 6880.2032 | 11273.8307 | 1.0371 | 1.6993 | 6880.2032 | 11273.8307 | 1.0371 | 1.6993 | N/A | N/A | N/A | N/A | 19.3258 | 19.3258 | N/A | 9906.75 | 1.4933 | 0.66719 | 16.94% | 7431.3 | 577.266 | 984.302 | 3.9388 | 121228.65 | 8215.07
HPWH_TankInside_Ducted | HPWH in interior closet, ducted outside |  | 240V Fed. Min. HPWH, Interior Closet, Ducted | PGE | SMUD | CZ12 | Pre1978 | CARE | Mixed-fuel | Mixed-fuel | -1403.11 | 171.447 | 5491.8272 | 7713.5493 | 3342.0507 | 313.3468 | 313.3468 | N/A | 9442.1781 | 15471.8564 | 1.2241 | 2.0058 | 9442.1781 | 15471.8564 | 1.2241 | 2.0058 | N/A | N/A | N/A | N/A | 17.5264 | 17.5264 | N/A | 11055.6 | 1.4333 | 0.86678 | 22.01% | 7431.3 | 577.266 | 984.302 | 3.9388 | 121228.65 | 8834.41
HPSH_9.5HSPF2_17SEER2 | New HPSH 9.5 HSPF2, 17 SEER2 |  | High Efficiency HPSH | PGE | SMUD | CZ12 | Pre1978 | CARE | Mixed-fuel | Mixed-fuel | -2308.5 | 320.741 | 4148.5785 | 7065.961 | 12281.339 | 597.1177 | 597.1177 | N/A | 17993.1399 | 29483.3751 | 2.5465 | 4.1726 | 17993.1399 | 29483.3751 | 2.5465 | 4.1726 | N/A | N/A | N/A | N/A | 6.9477 | 6.9477 | N/A | 19347.3 | 2.7381 | 1.45 | 40.18% | 5814.88 | 534.378 | 897.7528 | 3.6088 | 103396.5 | 8123.38
MSHP | Ducted MSHP 9.5 HSPF2, 16.5 SEER2 |  | High Eff MSHP | PGE | SMUD | CZ12 | Pre1978 | CARE | Mixed-fuel | Mixed-fuel | -2337.09 | 320.741 | 1421.1983 | 3229.8412 | 15950.9588 | 597.1177 | 597.1177 | N/A | 17993.1399 | 29483.3751 | 5.5709 | 9.1284 | 17993.1399 | 29483.3751 | 5.5709 | 9.1284 | N/A | N/A | N/A | N/A | 2.3801 | 2.3801 | N/A | 19180.8 | 5.9386 | 1.4487 | 40.14% | 5814.88 | 534.378 | 897.7528 | 3.6088 | 103396.5 | 8151.97
PV_3kW | 3kW PV |  | 3kW PV | PGE | SMUD | CZ12 | Pre1978 | CARE | Mixed-fuel | Mixed-fuel | 4713.45 | 0 | 9608.1502 | 11574.2633 | -352.1633 | 0 | N/A | 0 | 0 | 0 | 0 | 0 | N/A | N/A | N/A | N/A | 0 | 0 | 0 | 0 | #DIV/0! | N/A | #DIV/0! | 11222.1 | 0.96957 | 0.10739 | 2.69% | 7431.3 | 586.279 | 1001.6402 | 3.9915 | 122310.9 | 2717.85
AE | All Electric |  | All Electric | PGE | SMUD | CZ12 | Pre1978 | CARE | All Electric | Mixed-fuel | -3814.5 | 586.279 | 6454.0357 | 9682.6042 | 32608.3958 | 1001.6402 | 1001.6402 | N/A | 30182.743 | 49457.1341 | 3.1172 | 5.1078 | 30182.743 | 49457.1341 | 3.1172 | 5.1078 | N/A | N/A | N/A | N/A | 6.4435 | 6.4435 | N/A | 42291 | 4.3677 | 2.763 | 69.22% | 7431.3 | 586.279 | 1001.6402 | 3.9915 | 122310.9 | 11245.8
VCHP_base | Base VCHP |  | Base VCHP | PGE | SMUD | CZ12 | Pre1978 | CARE | Mixed-fuel | Mixed-fuel | -2201.44 | 288.49 | 13336.3685 | 21679.367 | -3464.267 | 532.5554 | 532.5554 | N/A | 16047.663 | 26295.5365 | 0.74023 | 1.2129 | 16047.663 | 26295.5365 | 0.74023 | 1.2129 | N/A | N/A | N/A | N/A | 25.0422 | 25.0422 | N/A | 18215.1 | 0.8402 | 1.2883 | 38.39% | 5131.57 | 502.127 | 833.1905 | 3.3563 | 96853.05 | 7333.01
VCHP_Fujitsu48 | Fujitsu 48 VCHP |  | Fujitsu 48 VCHP | PGE | SMUD | CZ12 | Pre1978 | CARE | Mixed-fuel | Mixed-fuel | -310.57 | 288.49 | 17266.2712 | 28131.7248 | 5201.5752 | 532.5554 | 532.5554 | N/A | 16047.663 | 26295.5365 | 0.57045 | 0.93473 | 16047.663 | 26295.5365 | 0.57045 | 0.93473 | N/A | N/A | N/A | N/A | 32.4215 | 32.4215 | N/A | 33333.3 | 1.1849 | 1.5732 | 46.87% | 5131.57 | 502.127 | 833.1905 | 3.3563 | 96853.05 | 5442.14
HPWH_PV | HPWH + 3kW PV |  | 240V Fed. Min. HPWH + 3kW PV | PGE | SMUD | CZ12 | Pre1978 | CARE | Mixed-fuel | Mixed-fuel | 3342.18 | 163.216 | 13940.1604 | 18127.9956 | 5115.4044 | 297.7192 | N/A | 297.7192 | 8971.2678 | 14700.2277 | 0.49488 | 0.81091 | N/A | N/A | N/A | N/A | 8971.2678 | 14700.2277 | 0.49488 | 0.81091 | 46.8232 | N/A | 46.8232 | 23243.4 | 1.2822 | 0.92237 | 23.42% | 7431.3 | 577.266 | 984.302 | 3.9388 | 121228.65 | 4089.12
HPSH_PV | HPSH + 3kW PV |  | HPSH + 3kW PV | PGE | SMUD | CZ12 | Pre1978 | CARE | Mixed-fuel | Mixed-fuel | 1694.31 | 320.741 | 10780.1756 | 13753.1352 | 11305.1148 | 597.1177 | N/A | 597.1177 | 17993.1399 | 29483.3751 | 1.3083 | 2.1438 | N/A | N/A | N/A | N/A | 17993.1399 | 29483.3751 | 1.3083 | 2.1438 | 18.0537 | N/A | 18.0537 | 25058.25 | 1.822 | 1.4569 | 40.37% | 5814.88 | 534.378 | 897.7528 | 3.6088 | 103396.5 | 4120.57
HPSH_RCV_300CFM | New HPSH |  | Heat Pump Space Heater | PGE | PGE | CZ13 | Pre1978 | CARE | Mixed-fuel | Mixed-fuel | -2155.21 | 229.762 | 1247.8715 | 2494.1335 | 7129.5665 | -1.7358 | -20.4731 | N/A | 3086.0734 | 10772.9039 | 1.2373 | 4.3193 | 2658.8942 | 10323.2524 | 1.0661 | 4.139 | N/A | N/A | N/A | N/A | -718.8885 | -60.9518 | N/A | 9623.7 | 3.8585 | 0.95225 | 30.6% | 8355.39 | 433.425 | 2869.0218 | 3.1122 | 107409.15 | 10510.6
DFHP_RCV_300CFM_35F | DFHP, Existing Furnace 35F |  | Dual Fuel Heat Pump (existing furnace) | PGE | PGE | CZ13 | Pre1978 | CARE | Mixed-fuel | Mixed-fuel | -1619.65 | 200.319 | 1933.2565 | 1161.1526 | 7180.4974 | 85.3148 | 36.2824 | N/A | 4715.0103 | 11631.2992 | 4.0606 | 10.017 | 3597.1503 | 10454.6327 | 3.0979 | 9.0037 | N/A | N/A | N/A | N/A | 22.6603 | 53.2836 | N/A | 8341.65 | 7.1839 | 0.8793 | 27.94% | 8355.39 | 439.316 | 2880.76 | 3.1467 | 106127.1 | 9975.04
RaisedFloorInsulation_R19 | Raised Floor Insulation: R-19 |  | Raised Floor Insulation: R-19 | PGE | PGE | CZ13 | Pre1978 | CARE | Mixed-fuel | Mixed-fuel | -74 | 57.147 | 3632.776 | 3632.776 | 3843.074 | 98.1532 | N/A | N/A | 3066.5826 | 5223.217 | 0.84414 | 1.4378 | N/A | N/A | N/A | N/A | N/A | N/A | N/A | N/A | 37.0113 | N/A | N/A | 7475.85 | 2.0579 | 0.3454 | 9.087% | 12882.9 | 516.809 | 4444.7325 | 3.8009 | 148085.1 | 12956.9
RaisedFloorInsulation_R30 | Raised Floor Insulation: R-30vs0 |  | Raised Floor Insulation: R-30vsR0 | PGE | PGE | CZ13 | Pre1978 | CARE | Mixed-fuel | Mixed-fuel | -96.5 | 65.657 | 4112.6252 | 4112.6252 | 4362.2248 | 108.8627 | N/A | N/A | 3431.9328 | 5899.5345 | 0.83449 | 1.4345 | N/A | N/A | N/A | N/A | N/A | N/A | N/A | N/A | 37.7781 | N/A | N/A | 8474.85 | 2.0607 | 0.39644 | 10.43% | 12882.9 | 516.809 | 4444.7325 | 3.8009 | 148085.1 | 12979.4
WallInsulation_R13 | Wall Insulation: R-13 |  | Wall Insulation: R-13 | PGE | PGE | CZ13 | Pre1978 | CARE | Mixed-fuel | Mixed-fuel | 548.7 | 41.43 | 2950.4997 | 2950.4997 | 5923.9503 | 253.0825 | N/A | N/A | 6367.1964 | 8140.1068 | 2.158 | 2.7589 | N/A | N/A | N/A | N/A | N/A | N/A | N/A | N/A | 11.6583 | N/A | N/A | 8874.45 | 3.0078 | 0.27048 | 7.782% | 11995.4 | 469.66 | 4080.0314 | 3.4757 | 136047.15 | 11446.7
AtticInsulation_R38_infil | Attic Insulation: R-38 |  | Attic Insulation: R-38 | PGE | PGE | CZ13 | Pre1978 | CARE | Mixed-fuel | Mixed-fuel | 1193.3 | 32.763 | 6762.2571 | 6762.2571 | 4476.4929 | 430.7437 | N/A | N/A | 10295.4746 | 11981.072 | 1.5225 | 1.7718 | N/A | N/A | N/A | N/A | N/A | N/A | N/A | N/A | 15.699 | N/A | N/A | 11238.75 | 1.662 | 0.23739 | 6.83% | 11995.4 | 469.66 | 4080.0314 | 3.4757 | 136047.15 | 10802.1
AtticInsulation_R49_infil | Attic Insulation: R-49 |  | Attic Insulation: R-49 | PGE | PGE | CZ13 | Pre1978 | CARE | Mixed-fuel | Mixed-fuel | 1320.7 | 35.602 | 7446.0183 | 7446.0183 | 4891.6317 | 475.9785 | N/A | N/A | 11367.9507 | 13209.138 | 1.5267 | 1.774 | N/A | N/A | N/A | N/A | N/A | N/A | N/A | N/A | 15.6436 | N/A | N/A | 12337.65 | 1.6569 | 0.25934 | 7.462% | 11995.4 | 469.66 | 4080.0314 | 3.4757 | 136047.15 | 10674.7
Windows_0.28UFactor0.23SHGC | New Windows: 0.28 U-factor, 0.23 SHGC |  | Window Upgrade: 0.28 vs 0.30 U-factor | PGE | PGE | CZ13 | Pre1978 | CARE | Mixed-fuel | Mixed-fuel | 2008.89 | 25.976 | 11462.7824 | 11462.7824 | 2822.9176 | 669.1532 | N/A | N/A | 15638.3175 | 17382.2767 | 1.3643 | 1.5164 | N/A | N/A | N/A | N/A | N/A | N/A | N/A | N/A | 17.1303 | N/A | N/A | 14285.7 | 1.2463 | 0.21429 | 6.165% | 11995.4 | 469.66 | 4080.0314 | 3.4757 | 136047.15 | 9986.51
Roof_RB | Roofing: Radiant Barrier |  | Radiant Barrier (at roof replacement) | PGE | PGE | CZ13 | Pre1978 | CARE | Mixed-fuel | Mixed-fuel | 751.1 | 11.86 | 892.9455 | 892.9455 | 4551.6045 | 253.3179 | N/A | N/A | 5948.0865 | 6677.0872 | 6.6612 | 7.4776 | N/A | N/A | N/A | N/A | N/A | N/A | N/A | N/A | 3.525 | N/A | N/A | 5444.55 | 6.0973 | 0.08891 | 2.558% | 11995.4 | 469.66 | 4080.0314 | 3.4757 | 136047.15 | 11244.3
Roof_0.20Ref | Roofing: Steep Sloped, 0.20 Ref. |  | 0.20 Solar Reflectance Cool Roof (at roof replacement) | PGE | PGE | CZ13 | Pre1978 | CARE | Mixed-fuel | Mixed-fuel | 544.3 | -8.219 | 892.9455 | 1203.407 | 827.893 | 150.7603 | N/A | N/A | 3319.0997 | 3209.6551 | 2.7581 | 2.6671 | N/A | N/A | N/A | N/A | N/A | N/A | N/A | N/A | 5.9229 | N/A | N/A | 2031.3 | 1.688 | -0.03085 | -0.8876% | 11995.4 | 469.66 | 4080.0314 | 3.4757 | 136047.15 | 11451.1
Roof_0.25Ref | Roofing: Steep Sloped, 0.25 Ref. vs. 0.20 Ref |  | Roofing Upgrade: 0.25 vs. 0.20 Solar Reflectance (at roof replacement) | PGE | PGE | CZ13 | Pre1978 | CARE | Mixed-fuel | Mixed-fuel | 812.5 | -12.461 | 1785.8911 | 2406.8139 | 590.1861 | 224.8448 | N/A | N/A | 4947.2366 | 4776.9071 | 2.0555 | 1.9847 | N/A | N/A | N/A | N/A | N/A | N/A | N/A | N/A | 7.9428 | N/A | N/A | 2997 | 1.2452 | -0.04715 | -1.357% | 11995.4 | 469.66 | 4080.0314 | 3.4757 | 136047.15 | 11182.9
Ducts_R6 | New Ducts: R-6 |  | New Ducts: R-6 | PGE | PGE | CZ13 | Pre1978 | CARE | Mixed-fuel | Mixed-fuel | 2701.39 | 46.054 | 4808.3746 | 4808.3746 | 17402.7254 | 931.4838 | N/A | N/A | 21908.2278 | 24678.2091 | 4.5563 | 5.1323 | N/A | N/A | N/A | N/A | N/A | N/A | N/A | N/A | 5.1621 | N/A | N/A | 22211.1 | 4.6193 | 0.38561 | 11.09% | 11995.4 | 469.66 | 4080.0314 | 3.4757 | 136047.15 | 9294.01
Ducts_R8 | New Ducts: R-8 |  | New Ducts: R-8 | PGE | PGE | CZ13 | Pre1978 | CARE | Mixed-fuel | Mixed-fuel | 2772.09 | 48.503 | 6311.1144 | 6311.1144 | 16615.9356 | 958.4462 | N/A | N/A | 22558.3553 | 25447.8242 | 3.5744 | 4.0322 | N/A | N/A | N/A | N/A | N/A | N/A | N/A | N/A | 6.5847 | N/A | N/A | 22927.05 | 3.6328 | 0.40215 | 11.57% | 11995.4 | 469.66 | 4080.0314 | 3.4757 | 136047.15 | 9223.31
DuctSealing_10% | Duct Sealing: 10% |  | Duct Sealing: 10% | PGE | PGE | CZ13 | Pre1978 | CARE | Mixed-fuel | Mixed-fuel | 1267.1 | 30.344 | 2589.5542 | 2589.5542 | 8632.5458 | 454.4105 | N/A | N/A | 10803.7243 | 12440.6705 | 4.172 | 4.8042 | N/A | N/A | N/A | N/A | N/A | N/A | N/A | N/A | 5.6987 | N/A | N/A | 11222.1 | 4.3336 | 0.22572 | 6.494% | 11995.4 | 469.66 | 4080.0314 | 3.4757 | 136047.15 | 10728.3
HPWH | HPWH |  | 240V Fed. Min. HPWH | PGE | PGE | CZ13 | Pre1978 | CARE | Mixed-fuel | Mixed-fuel | -1178.3 | 152.946 | 4332.0102 | 6553.7323 | 3802.5677 | -56.0347 | 116.2079 | N/A | 695.1524 | 5480.5641 | 0.10607 | 0.83625 | 4622.0089 | 9613.998 | 0.70525 | 1.467 | N/A | N/A | N/A | N/A | -77.3094 | 37.2781 | N/A | 10356.3 | 1.5802 | 0.77259 | 22.57% | 11995.4 | 460.78 | 4063.1608 | 3.4238 | 134981.55 | 13173.7
HPWH_HighEfficiency | High Efficiency HPWH |  | 240V Market Std. NEEA HPWH | PGE | PGE | CZ13 | Pre1978 | CARE | Mixed-fuel | Mixed-fuel | -925.9 | 153.238 | 5192.8306 | 7967.0806 | 4187.4194 | 14.1912 | 170.1176 | N/A | 2300.3602 | 7180.254 | 0.28873 | 0.90124 | 5855.2326 | 10922.135 | 0.73493 | 1.3709 | N/A | N/A | N/A | N/A | 365.9199 | 30.5249 | N/A | 12154.5 | 1.5256 | 0.80413 | 23.49% | 11995.4 | 460.78 | 4063.1608 | 3.4238 | 134981.55 | 12921.3
HPWH_HighEfficiency_DR | High Efficiency HPWH with Demand Response |  | 240V Market Std. NEEA HPWH + DR | PGE | PGE | CZ13 | Pre1978 | CARE | Mixed-fuel | Mixed-fuel | -680.2 | 153.216 | 5192.8306 | 7967.0806 | 5919.0194 | 82.2604 | 222.2951 | N/A | 3851.8956 | 8812.6062 | 0.48348 | 1.1061 | 7044.4619 | 12173.1215 | 0.8842 | 1.5279 | N/A | N/A | N/A | N/A | 63.1267 | 23.3601 | N/A | 13886.1 | 1.7429 | 0.83442 | 24.37% | 11995.4 | 460.78 | 4063.1608 | 3.4238 | 134981.55 | 12675.6
HPWH_120V | 120V HPWH |  | 120V Market Std. NEEA HPWH | PGE | PGE | CZ13 | Pre1978 | CARE | Mixed-fuel | Mixed-fuel | -775.6 | 153.741 | 2892.8863 | 4272.7328 | 9147.1672 | 57.0366 | 203.6375 | N/A | 3284.29 | 8233.0932 | 0.76866 | 1.9269 | 6626.5552 | 11751.1826 | 1.5509 | 2.7503 | N/A | N/A | N/A | N/A | 50.7199 | 14.2061 | N/A | 13419.9 | 3.1408 | 0.83267 | 24.32% | 11995.4 | 460.78 | 4063.1608 | 3.4238 | 134981.55 | 12771
HPWH_TankOutside | HPWH in Exterior Closet |  | 240V Fed. Min. HPWH, Exterior Closet | PGE | PGE | CZ13 | Pre1978 | CARE | Mixed-fuel | Mixed-fuel | -1197.4 | 151.634 | 4751.0613 | 6972.7834 | 3000.5666 | -63.7232 | 109.7966 | N/A | 501.2695 | 5231.7068 | 0.071889 | 0.7503 | 4457.2408 | 9395.7872 | 0.63923 | 1.3475 | N/A | N/A | N/A | N/A | -74.5578 | 43.2715 | N/A | 9973.35 | 1.4303 | 0.76106 | 22.23% | 11995.4 | 460.78 | 4063.1608 | 3.4238 | 134981.55 | 13192.8
HPWH_TankInside_NotDucted | HPWH in interior closet, not ducted |  | 240V Fed. Min. HPWH, Interior Closet, Not Ducted | PGE | PGE | CZ13 | Pre1978 | CARE | Mixed-fuel | Mixed-fuel | -608.1 | 125.857 | 4412.5691 | 6634.2911 | 4271.4589 | 54.5104 | 193.3567 | N/A | 2836.4184 | 6822.1296 | 0.42754 | 1.0283 | 6001.8923 | 10154.1273 | 0.90468 | 1.5306 | N/A | N/A | N/A | N/A | 80.9492 | 22.8209 | N/A | 10905.75 | 1.6438 | 0.66714 | 19.49% | 11995.4 | 460.78 | 4063.1608 | 3.4238 | 134981.55 | 12603.5
HPWH_TankInside_Ducted | HPWH in interior closet, ducted outside |  | 240V Fed. Min. HPWH, Interior Closet, Ducted | PGE | PGE | CZ13 | Pre1978 | CARE | Mixed-fuel | Mixed-fuel | -1242.7 | 159.509 | 5491.8272 | 7713.5493 | 3108.9507 | -63.929 | 110.5162 | N/A | 607.6868 | 5611.2031 | 0.078782 | 0.72745 | 4584.7585 | 9797.4938 | 0.59438 | 1.2702 | N/A | N/A | N/A | N/A | -85.9051 | 49.6925 | N/A | 10822.5 | 1.4031 | 0.81302 | 23.75% | 11995.4 | 460.78 | 4063.1608 | 3.4238 | 134981.55 | 13238.1
HPSH_9.5HSPF2_17SEER2 | New HPSH 9.5 HSPF2, 17 SEER2 |  | High Efficiency HPSH | PGE | PGE | CZ13 | Pre1978 | CARE | Mixed-fuel | Mixed-fuel | -1379.27 | 229.762 | 4247.3528 | 7418.8676 | 7899.1324 | 212.6885 | 164.1645 | N/A | 7974.6048 | 15918.6029 | 1.0749 | 2.1457 | 6868.335 | 14754.1364 | 0.92579 | 1.9887 | N/A | N/A | N/A | N/A | 19.9698 | 25.8725 | N/A | 15318 | 2.0647 | 1.0379 | 33.35% | 8355.39 | 433.425 | 2869.0218 | 3.1122 | 107409.15 | 9734.66
MSHP | Ducted MSHP 9.5 HSPF2, 16.5 SEER2 |  | High Eff MSHP | PGE | PGE | CZ13 | Pre1978 | CARE | Mixed-fuel | Mixed-fuel | -1448.2 | 229.762 | 1411.0322 | 3403.8828 | 11531.1672 | 192.1215 | 145.7515 | N/A | 7505.7086 | 15425.0398 | 2.205 | 4.5316 | 6448.5482 | 14312.2661 | 1.8945 | 4.2047 | N/A | N/A | N/A | N/A | 7.3445 | 9.6811 | N/A | 14935.05 | 4.3877 | 1.0359 | 33.28% | 8355.39 | 433.425 | 2869.0218 | 3.1122 | 107409.15 | 9803.59
PV_3kW | 3kW PV |  | 3kW PV | PGE | PGE | CZ13 | Pre1978 | CARE | Mixed-fuel | Mixed-fuel | 4710.51 | 0 | 9608.1502 | 11574.2633 | 3810.3367 | 901.0756 | N/A | 845.6381 | 20543.0767 | 21623.7718 | 1.7749 | 1.8683 | N/A | N/A | N/A | N/A | 19279.1921 | 20293.399 | 1.6657 | 1.7533 | 10.663 | N/A | 11.362 | 15384.6 | 1.3292 | 0.11028 | 3.173% | 11995.4 | 469.66 | 4080.0314 | 3.4757 | 136047.15 | 7284.89
AE | All Electric |  | All Electric | PGE | PGE | CZ13 | Pre1978 | CARE | All Electric | Mixed-fuel | -729.1 | 469.66 | 6529.8817 | 9997.8658 | 37987.4342 | 925.6213 | 991.6016 | N/A | 26842.4457 | 42072.0708 | 2.6848 | 4.2081 | 28346.6901 | 43655.4479 | 2.8353 | 4.3665 | N/A | N/A | N/A | N/A | 7.0546 | 6.5852 | N/A | 47985.3 | 4.7996 | 2.3061 | 66.35% | 11995.4 | 469.66 | 4080.0314 | 3.4757 | 136047.15 | 12724.5
VCHP_base | Base VCHP |  | Base VCHP | PGE | PGE | CZ13 | Pre1978 | CARE | Mixed-fuel | Mixed-fuel | -1388.02 | 206.536 | 15591.6635 | 25382.2501 | -11579.4001 | 152.0231 | 71.8003 | N/A | 6255.7553 | 13301.0102 | 0.24646 | 0.52403 | 4426.8047 | 11375.8452 | 0.17441 | 0.44818 | N/A | N/A | N/A | N/A | 102.5612 | 217.1532 | N/A | 13802.85 | 0.5438 | 0.9119 | 31.35% | 7299.85 | 410.199 | 2503.1782 | 2.9083 | 99234 | 8687.87
VCHP_Fujitsu48 | Fujitsu 48 VCHP |  | Fujitsu 48 VCHP | PGE | PGE | CZ13 | Pre1978 | CARE | Mixed-fuel | Mixed-fuel | 368.64 | 206.536 | 19694.4848 | 32118.5162 | -4246.4162 | 577.8 | 450.705 | N/A | 15962.7861 | 23518.6919 | 0.497 | 0.73225 | 13065.2241 | 20468.6998 | 0.40678 | 0.63729 | N/A | N/A | N/A | N/A | 34.0853 | 43.6971 | N/A | 27872.1 | 0.86779 | 1.1553 | 39.72% | 7299.85 | 410.199 | 2503.1782 | 2.9083 | 99234 | 6931.21
HPWH_PV | HPWH + 3kW PV |  | 240V Fed. Min. HPWH + 3kW PV | PGE | PGE | CZ13 | Pre1978 | CARE | Mixed-fuel | Mixed-fuel | 3532.23 | 152.946 | 13940.1604 | 18127.9956 | 8961.5544 | 919.1878 | N/A | 907.6833 | 22928.6606 | 28883.6948 | 1.2648 | 1.5933 | N/A | N/A | N/A | N/A | 22666.3778 | 28607.6143 | 1.2504 | 1.5781 | 15.1657 | N/A | 15.358 | 27089.55 | 1.4943 | 0.88287 | 25.79% | 11995.4 | 460.78 | 4063.1608 | 3.4238 | 134981.55 | 8463.17
HPSH_PV | HPSH + 3kW PV |  | HPSH + 3kW PV | PGE | PGE | CZ13 | Pre1978 | CARE | Mixed-fuel | Mixed-fuel | 2555.31 | 229.762 | 10856.0217 | 14068.3968 | 10623.5532 | 844.2237 | N/A | 716.4874 | 22372.5938 | 31074.0167 | 1.5903 | 2.2088 | N/A | N/A | N/A | N/A | 19460.4105 | 28008.6342 | 1.3833 | 1.9909 | 12.8592 | N/A | 15.1517 | 24691.95 | 1.7551 | 1.0625 | 34.14% | 8355.39 | 433.425 | 2869.0218 | 3.1122 | 107409.15 | 5800.08
HPSH_RCV_300CFM | New HPSH |  | Heat Pump Space Heater | SCG | SCE | CZ14 | Pre1978 | CARE | Mixed-fuel | Mixed-fuel | -3449.34 | 321.615 | 1172.0255 | 2178.8719 | 7894.3781 | -321.3513 | -148.647 | N/A | -3281.0147 | 5492.5454 | 0 | 2.5208 | 609.3825 | 9637.0553 | 0.27968 | 4.423 | N/A | N/A | N/A | N/A | -3.6472 | -7.8846 | N/A | 10073.25 | 4.6231 | 1.2438 | 34.41% | 7195.36 | 529.529 | 2440.1319 | 3.6149 | 110073.15 | 10644.7
DFHP_RCV_300CFM_35F | DFHP, Existing Furnace 35F |  | Dual Fuel Heat Pump (existing furnace) | SCG | SCE | CZ14 | Pre1978 | CARE | Mixed-fuel | Mixed-fuel | -1917.94 | 181.393 | 1960.2499 | 948.7304 | 5422.6696 | -124.4378 | -97.3423 | N/A | -453.1683 | 4853.7426 | 0 | 5.116 | 157.1959 | 5503.9747 | 0.16569 | 5.8014 | N/A | N/A | N/A | N/A | -15.7528 | -20.1377 | N/A | 6371.4 | 6.7157 | 0.72997 | 19.93% | 7195.36 | 537.775 | 2454.6123 | 3.6631 | 108274.95 | 9113.3
RaisedFloorInsulation_R19 | Raised Floor Insulation: R-19 |  | Raised Floor Insulation: R-19 | SCG | SCE | CZ14 | Pre1978 | CARE | Mixed-fuel | Mixed-fuel | 61.3 | 97.268 | 3632.776 | 3632.776 | 9437.474 | 190.0421 | N/A | N/A | 5559.6756 | 8826.6528 | 1.5304 | 2.4297 | N/A | N/A | N/A | N/A | N/A | N/A | N/A | N/A | 19.1156 | N/A | N/A | 13070.25 | 3.5979 | 0.58666 | 12.89% | 10998.8 | 663.715 | 3803.5221 | 4.5528 | 151798.05 | 10937.5
RaisedFloorInsulation_R30 | Raised Floor Insulation: R-30vs0 |  | Raised Floor Insulation: R-30vsR0 | SCG | SCE | CZ14 | Pre1978 | CARE | Mixed-fuel | Mixed-fuel | 59.5 | 110.618 | 4112.6252 | 4112.6252 | 10705.8748 | 212.7904 | N/A | N/A | 6248.2742 | 9960.2771 | 1.5193 | 2.4219 | N/A | N/A | N/A | N/A | N/A | N/A | N/A | N/A | 19.3271 | N/A | N/A | 14818.5 | 3.6032 | 0.66702 | 14.65% | 10998.8 | 663.715 | 3803.5221 | 4.5528 | 151798.05 | 10939.3
WallInsulation_R13 | Wall Insulation: R-13 |  | Wall Insulation: R-13 | SCG | SCE | CZ14 | Pre1978 | CARE | Mixed-fuel | Mixed-fuel | 416.66 | 59.727 | 2950.4997 | 2950.4997 | 7139.4003 | 228.8007 | N/A | N/A | 5945.2667 | 8130.3755 | 2.015 | 2.7556 | N/A | N/A | N/A | N/A | N/A | N/A | N/A | N/A | 12.8955 | N/A | N/A | 10089.9 | 3.4197 | 0.37122 | 9.184% | 9928.35 | 585.144 | 3356.1326 | 4.042 | 135214.65 | 9511.69
AtticInsulation_R38_infil | Attic Insulation: R-38 |  | Attic Insulation: R-38 | SCG | SCE | CZ14 | Pre1978 | CARE | Mixed-fuel | Mixed-fuel | 901.85 | 51.586 | 6762.2571 | 6762.2571 | 4992.6429 | 355.5481 | N/A | N/A | 8696.1263 | 10824.0674 | 1.286 | 1.6007 | N/A | N/A | N/A | N/A | N/A | N/A | N/A | N/A | 19.0192 | N/A | N/A | 11754.9 | 1.7383 | 0.3364 | 8.323% | 9928.35 | 585.144 | 3356.1326 | 4.042 | 135214.65 | 9026.5
AtticInsulation_R49_infil | Attic Insulation: R-49 |  | Attic Insulation: R-49 | SCG | SCE | CZ14 | Pre1978 | CARE | Mixed-fuel | Mixed-fuel | 1009.76 | 55.942 | 7446.0183 | 7446.0183 | 5457.7317 | 395.8742 | N/A | N/A | 9662.4661 | 11985.1014 | 1.2977 | 1.6096 | N/A | N/A | N/A | N/A | N/A | N/A | N/A | N/A | 18.8091 | N/A | N/A | 12903.75 | 1.733 | 0.36574 | 9.048% | 9928.35 | 585.144 | 3356.1326 | 4.042 | 135214.65 | 8918.59
Windows_0.28UFactor0.23SHGC | New Windows: 0.28 U-factor, 0.23 SHGC |  | Window Upgrade: 0.28 vs 0.30 U-factor | SCG | SCE | CZ14 | Pre1978 | CARE | Mixed-fuel | Mixed-fuel | 1692.15 | 26.749 | 11462.7824 | 11462.7824 | 1091.3176 | 544.035 | N/A | N/A | 12619.8033 | 14272.2396 | 1.1009 | 1.2451 | N/A | N/A | N/A | N/A | N/A | N/A | N/A | N/A | 21.0699 | N/A | N/A | 12554.1 | 1.0952 | 0.20677 | 5.116% | 9928.35 | 585.144 | 3356.1326 | 4.042 | 135214.65 | 8236.2
Roof_RB | Roofing: Radiant Barrier |  | Radiant Barrier (at roof replacement) | SCG | SCE | CZ14 | Pre1978 | CARE | Mixed-fuel | Mixed-fuel | 584.58 | 16.942 | 892.9455 | 892.9455 | 4335.1545 | 196.3563 | N/A | N/A | 4649.3887 | 5466.7437 | 5.2068 | 6.1221 | N/A | N/A | N/A | N/A | N/A | N/A | N/A | N/A | 4.5476 | N/A | N/A | 5228.1 | 5.8549 | 0.11444 | 2.831% | 9928.35 | 585.144 | 3356.1326 | 4.042 | 135214.65 | 9343.77
Roof_0.20Ref | Roofing: Steep Sloped, 0.20 Ref. |  | 0.20 Solar Reflectance Cool Roof (at roof replacement) | SCG | SCE | CZ14 | Pre1978 | CARE | Mixed-fuel | Mixed-fuel | 433.41 | -11.656 | 892.9455 | 1203.407 | -304.307 | 105.0052 | N/A | N/A | 2213.0116 | 2011.5359 | 1.839 | 1.6715 | N/A | N/A | N/A | N/A | N/A | N/A | N/A | N/A | 8.5038 | N/A | N/A | 899.1 | 0.74713 | -0.05645 | -1.397% | 9928.35 | 585.144 | 3356.1326 | 4.042 | 135214.65 | 9494.94
Roof_0.25Ref | Roofing: Steep Sloped, 0.25 Ref. vs. 0.20 Ref |  | Roofing Upgrade: 0.25 vs. 0.20 Solar Reflectance (at roof replacement) | SCG | SCE | CZ14 | Pre1978 | CARE | Mixed-fuel | Mixed-fuel | 636.74 | -17.684 | 1785.8911 | 2406.8139 | -1108.1139 | 153.3984 | N/A | N/A | 3224.4005 | 2910.1914 | 1.3397 | 1.2091 | N/A | N/A | N/A | N/A | N/A | N/A | N/A | N/A | 11.6422 | N/A | N/A | 1298.7 | 0.53959 | -0.08551 | -2.116% | 9928.35 | 585.144 | 3356.1326 | 4.042 | 135214.65 | 9291.61
Ducts_R6 | New Ducts: R-6 |  | New Ducts: R-6 | SCG | SCE | CZ14 | Pre1978 | CARE | Mixed-fuel | Mixed-fuel | 2132.43 | 70.032 | 4808.3746 | 4808.3746 | 16486.9754 | 751.3182 | N/A | N/A | 17860.216 | 21151.8014 | 3.7144 | 4.399 | N/A | N/A | N/A | N/A | N/A | N/A | N/A | N/A | 6.3999 | N/A | N/A | 21295.35 | 4.4288 | 0.50051 | 12.38% | 9928.35 | 585.144 | 3356.1326 | 4.042 | 135214.65 | 7795.92
Ducts_R8 | New Ducts: R-8 |  | New Ducts: R-8 | SCG | SCE | CZ14 | Pre1978 | CARE | Mixed-fuel | Mixed-fuel | 2183.54 | 73.244 | 6311.1144 | 6311.1144 | 15683.5356 | 771.9215 | N/A | N/A | 18367.2426 | 21789.3899 | 2.9103 | 3.4525 | N/A | N/A | N/A | N/A | N/A | N/A | N/A | N/A | 8.1759 | N/A | N/A | 21994.65 | 3.4851 | 0.52107 | 12.89% | 9928.35 | 585.144 | 3356.1326 | 4.042 | 135214.65 | 7744.81
DuctSealing_10% | Duct Sealing: 10% |  | Duct Sealing: 10% | SCG | SCE | CZ14 | Pre1978 | CARE | Mixed-fuel | Mixed-fuel | 994.17 | 47.369 | 2589.5542 | 2589.5542 | 9015.4958 | 373.9286 | N/A | N/A | 9056.2058 | 11085.1117 | 3.4972 | 4.2807 | N/A | N/A | N/A | N/A | N/A | N/A | N/A | N/A | 6.9253 | N/A | N/A | 11605.05 | 4.4815 | 0.31398 | 7.768% | 9928.35 | 585.144 | 3356.1326 | 4.042 | 135214.65 | 8934.18
HPWH | HPWH |  | 240V Fed. Min. HPWH | SCG | SCE | CZ14 | Pre1978 | CARE | Mixed-fuel | Mixed-fuel | -1373.75 | 157.391 | 4332.0102 | 6553.7323 | 2903.4677 | -140.9017 | -3.4241 | N/A | -1370.5867 | 2635.2499 | 0 | 0.4021 | 1726.282 | 5934.3996 | 0.2634 | 0.9055 | N/A | N/A | N/A | N/A | -30.7449 | -1265.1424 | N/A | 9457.2 | 1.443 | 0.7693 | 19.28% | 9928.35 | 576.21 | 3341.8181 | 3.9897 | 134149.05 | 11302.1
HPWH_HighEfficiency | High Efficiency HPWH |  | 240V Market Std. NEEA HPWH | SCG | SCE | CZ14 | Pre1978 | CARE | Mixed-fuel | Mixed-fuel | -1069.55 | 157.603 | 5192.8306 | 7967.0806 | 3654.6194 | -54.07 | 65.2986 | N/A | 588.2049 | 4728.323 | 0.073829 | 0.59348 | 3277.1461 | 7592.9002 | 0.41134 | 0.95303 | N/A | N/A | N/A | N/A | -96.039 | 79.5244 | N/A | 11621.7 | 1.4587 | 0.80417 | 20.16% | 9928.35 | 576.21 | 3341.8181 | 3.9897 | 134149.05 | 10997.9
HPWH_HighEfficiency_DR | High Efficiency HPWH with Demand Response |  | 240V Market Std. NEEA HPWH + DR | SCG | SCE | CZ14 | Pre1978 | CARE | Mixed-fuel | Mixed-fuel | -873.75 | 157.671 | 5192.8306 | 7967.0806 | 5153.1194 | 8.508 | 122.3846 | N/A | 1998.7539 | 6233.0354 | 0.25088 | 0.78235 | 4563.9794 | 8965.8161 | 0.57285 | 1.1254 | N/A | N/A | N/A | N/A | 610.3463 | 42.4304 | N/A | 13120.2 | 1.6468 | 0.83438 | 20.91% | 9928.35 | 576.21 | 3341.8181 | 3.9897 | 134149.05 | 10802.1
HPWH_120V | 120V HPWH |  | 120V Market Std. NEEA HPWH | SCG | SCE | CZ14 | Pre1978 | CARE | Mixed-fuel | Mixed-fuel | -819.75 | 158.083 | 2892.8863 | 4272.7328 | 9563.4172 | 23.9515 | 131.0677 | N/A | 2351.9467 | 6621.3497 | 0.55045 | 1.5497 | 4764.8835 | 9191.8945 | 1.1152 | 2.1513 | N/A | N/A | N/A | N/A | 120.781 | 22.0717 | N/A | 13836.15 | 3.2382 | 0.85914 | 21.53% | 9928.35 | 576.21 | 3341.8181 | 3.9897 | 134149.05 | 10748.1
HPWH_TankOutside | HPWH in Exterior Closet |  | 240V Fed. Min. HPWH, Exterior Closet | SCG | SCE | CZ14 | Pre1978 | CARE | Mixed-fuel | Mixed-fuel | -1396.45 | 155.83 | 4751.0613 | 6972.7834 | 2084.8166 | -150.7958 | -12.5055 | N/A | -1614.0612 | 2329.1019 | 0 | 0.33403 | 1501.1161 | 5647.7561 | 0.21528 | 0.80997 | N/A | N/A | N/A | N/A | -31.5066 | -379.9174 | N/A | 9057.6 | 1.299 | 0.75585 | 18.94% | 9928.35 | 576.21 | 3341.8181 | 3.9897 | 134149.05 | 11324.8
HPWH_TankInside_NotDucted | HPWH in interior closet, not ducted |  | 240V Fed. Min. HPWH, Interior Closet, Not Ducted | SCG | SCE | CZ14 | Pre1978 | CARE | Mixed-fuel | Mixed-fuel | -729.35 | 124.782 | 4412.5691 | 6634.2911 | 3289.1089 | -15.2143 | 79.8813 | N/A | 1036.8455 | 4237.4182 | 0.15629 | 0.63871 | 3179.0025 | 6519.4964 | 0.47918 | 0.9827 | N/A | N/A | N/A | N/A | -290.0285 | 55.2391 | N/A | 9923.4 | 1.4958 | 0.65068 | 16.31% | 9928.35 | 576.21 | 3341.8181 | 3.9897 | 134149.05 | 10657.7
HPWH_TankInside_Ducted | HPWH in interior closet, ducted outside |  | 240V Fed. Min. HPWH, Interior Closet, Ducted | SCG | SCE | CZ14 | Pre1978 | CARE | Mixed-fuel | Mixed-fuel | -1415.65 | 165.219 | 5491.8272 | 7713.5493 | 2592.8007 | -140.8289 | -4.3327 | N/A | -1266.6779 | 2978.1897 | 0 | 0.3861 | 1808.0846 | 6253.7893 | 0.2344 | 0.81075 | N/A | N/A | N/A | N/A | -38.9964 | -1267.5238 | N/A | 10306.35 | 1.3361 | 0.82021 | 20.56% | 9928.35 | 576.21 | 3341.8181 | 3.9897 | 134149.05 | 11344
HPSH_9.5HSPF2_17SEER2 | New HPSH 9.5 HSPF2, 17 SEER2 |  | High Efficiency HPSH | SCG | SCE | CZ14 | Pre1978 | CARE | Mixed-fuel | Mixed-fuel | -2573.08 | 321.615 | 4148.5785 | 7065.961 | 9667.289 | -75.6788 | 31.9228 | N/A | 2253.0905 | 11388.127 | 0.31887 | 1.6117 | 4676.9636 | 13970.3224 | 0.6619 | 1.9771 | N/A | N/A | N/A | N/A | -54.8182 | 129.9566 | N/A | 16733.25 | 2.3681 | 1.3669 | 37.81% | 7195.36 | 529.529 | 2440.1319 | 3.6149 | 110073.15 | 9768.44
MSHP | Ducted MSHP 9.5 HSPF2, 16.5 SEER2 |  | High Eff MSHP | SCG | SCE | CZ14 | Pre1978 | CARE | Mixed-fuel | Mixed-fuel | -2626.44 | 321.615 | 1421.1983 | 3229.8412 | 13220.3588 | -91.1336 | 18.591 | N/A | 1904.9509 | 11017.2476 | 0.5898 | 3.4111 | 4376.646 | 13650.3887 | 1.3551 | 4.2263 | N/A | N/A | N/A | N/A | -15.5947 | 76.4456 | N/A | 16450.2 | 5.0932 | 1.3653 | 37.77% | 7195.36 | 529.529 | 2440.1319 | 3.6149 | 110073.15 | 9821.8
PV_3kW | 3kW PV |  | 3kW PV | SCG | SCE | CZ14 | Pre1978 | CARE | Mixed-fuel | Mixed-fuel | 5448.32 | 0 | 9608.1502 | 11574.2633 | 4742.7367 | 906.7569 | N/A | 814.7951 | 20425.9304 | 21760.11 | 1.7648 | 1.88 | N/A | N/A | N/A | N/A | 18354.3664 | 19553.2357 | 1.5858 | 1.6894 | 10.5962 | N/A | 11.7921 | 16317 | 1.4098 | 0.16118 | 3.988% | 9928.35 | 585.144 | 3356.1326 | 4.042 | 135214.65 | 4480.03
AE | All Electric |  | All Electric | SCG | SCE | CZ14 | Pre1978 | CARE | All Electric | Mixed-fuel | -3129.35 | 585.144 | 6454.0357 | 9682.6042 | 34406.5958 | 219.0996 | 493.3789 | N/A | 11710.5323 | 27860.7666 | 1.2094 | 2.8774 | 17889.0451 | 34442.8471 | 1.8475 | 3.5572 | N/A | N/A | N/A | N/A | 29.4571 | 13.0813 | N/A | 44089.2 | 4.5534 | 2.6567 | 65.73% | 9928.35 | 585.144 | 3356.1326 | 4.042 | 135214.65 | 13057.7
VCHP_base | Base VCHP |  | Base VCHP | SCG | SCE | CZ14 | Pre1978 | CARE | Mixed-fuel | Mixed-fuel | -2368.81 | 288.777 | 13336.3685 | 21679.367 | -5245.817 | -81.4855 | -45.3318 | N/A | 1683.3561 | 9784.4135 | 0.077648 | 0.45132 | 2497.7686 | 10652.0217 | 0.11521 | 0.49134 | N/A | N/A | N/A | N/A | -163.6655 | -294.1949 | N/A | 16433.55 | 0.75803 | 1.2193 | 36.39% | 6271.08 | 496.691 | 2124.7146 | 3.3504 | 102147.75 | 8639.89
VCHP_Fujitsu48 | Fujitsu 48 VCHP |  | Fujitsu 48 VCHP | SCG | SCE | CZ14 | Pre1978 | CARE | Mixed-fuel | Mixed-fuel | -260.47 | 288.777 | 17266.2712 | 28131.7248 | 4652.1252 | 464.7612 | 373.616 | N/A | 13988.3062 | 22893.0975 | 0.49724 | 0.81378 | 11935.135 | 20705.8173 | 0.42426 | 0.73603 | N/A | N/A | N/A | N/A | 37.1508 | 46.214 | N/A | 32783.85 | 1.1654 | 1.5241 | 45.49% | 6271.08 | 496.691 | 2124.7146 | 3.3504 | 102147.75 | 6531.55
HPWH_PV | HPWH + 3kW PV |  | 240V Fed. Min. HPWH + 3kW PV | SCG | SCE | CZ14 | Pre1978 | CARE | Mixed-fuel | Mixed-fuel | 4074.53 | 157.391 | 13940.1604 | 18127.9956 | 9544.3044 | 855.2782 | N/A | 795.7151 | 21069.7182 | 26541.309 | 1.1623 | 1.4641 | N/A | N/A | N/A | N/A | 19727.9794 | 25111.9307 | 1.0883 | 1.3853 | 16.299 | N/A | 17.519 | 27672.3 | 1.5265 | 0.93048 | 23.32% | 9928.35 | 576.21 | 3341.8181 | 3.9897 | 134149.05 | 5853.82
HPSH_PV | HPSH + 3kW PV |  | HPSH + 3kW PV | SCG | SCE | CZ14 | Pre1978 | CARE | Mixed-fuel | Mixed-fuel | 1998.99 | 321.615 | 10780.1756 | 13753.1352 | 12637.1148 | 568.6236 | N/A | 612.8206 | 16766.8788 | 26849.9259 | 1.2191 | 1.9523 | N/A | N/A | N/A | N/A | 17762.4749 | 27910.5523 | 1.2915 | 2.0294 | 18.9584 | N/A | 17.5911 | 26390.25 | 1.9189 | 1.405 | 38.87% | 7195.36 | 529.529 | 2440.1319 | 3.6149 | 110073.15 | 5196.37
HPSH_RCV_300CFM | New HPSH |  | Heat Pump Space Heater | SDGE | SDGE | CZ14 | Pre1978 | CARE | Mixed-fuel | Mixed-fuel | -3449.34 | 321.615 | 1172.0255 | 2178.8719 | 7894.3781 | -348.1321 | 20.6154 | N/A | -4364.1928 | 9033.404 | 0 | 4.1459 | 4561.1212 | 17882.5075 | 2.0933 | 8.2072 | N/A | N/A | N/A | N/A | -3.3666 | 56.8521 | N/A | 10073.25 | 4.6231 | 1.2438 | 34.41% | 7195.36 | 529.529 | 3292.6407 | 3.6149 | 110073.15 | 10644.7
DFHP_RCV_300CFM_35F | DFHP, Existing Furnace 35F |  | Dual Fuel Heat Pump (existing furnace) | SDGE | SDGE | CZ14 | Pre1978 | CARE | Mixed-fuel | Mixed-fuel | -1917.94 | 181.393 | 1960.2499 | 948.7304 | 5422.6696 | -130.4489 | 59.5134 | N/A | -873.8032 | 6644.508 | 0 | 7.0036 | 3724.1221 | 11203.1729 | 3.9254 | 11.8086 | N/A | N/A | N/A | N/A | -15.027 | 32.9379 | N/A | 6371.4 | 6.7157 | 0.72997 | 19.93% | 7195.36 | 537.775 | 3310.2599 | 3.6631 | 108274.95 | 9113.3
RaisedFloorInsulation_R19 | Raised Floor Insulation: R-19 |  | Raised Floor Insulation: R-19 | SDGE | SDGE | CZ14 | Pre1978 | CARE | Mixed-fuel | Mixed-fuel | 61.3 | 97.268 | 3632.776 | 3632.776 | 9437.474 | 231.4935 | N/A | N/A | 6827.8549 | 10797.5512 | 1.8795 | 2.9723 | N/A | N/A | N/A | N/A | N/A | N/A | N/A | N/A | 15.6928 | N/A | N/A | 13070.25 | 3.5979 | 0.58666 | 12.89% | 10998.8 | 663.715 | 5069.5754 | 4.5528 | 151798.05 | 10937.5
RaisedFloorInsulation_R30 | Raised Floor Insulation: R-30vs0 |  | Raised Floor Insulation: R-30vsR0 | SDGE | SDGE | CZ14 | Pre1978 | CARE | Mixed-fuel | Mixed-fuel | 59.5 | 110.618 | 4112.6252 | 4112.6252 | 10705.8748 | 259.0538 | N/A | N/A | 7663.1457 | 12178.9556 | 1.8633 | 2.9614 | N/A | N/A | N/A | N/A | N/A | N/A | N/A | N/A | 15.8756 | N/A | N/A | 14818.5 | 3.6032 | 0.66702 | 14.65% | 10998.8 | 663.715 | 5069.5754 | 4.5528 | 151798.05 | 10939.3
WallInsulation_R13 | Wall Insulation: R-13 |  | Wall Insulation: R-13 | SDGE | SDGE | CZ14 | Pre1978 | CARE | Mixed-fuel | Mixed-fuel | 416.66 | 59.727 | 2950.4997 | 2950.4997 | 7139.4003 | 290.4233 | N/A | N/A | 7784.424 | 10200.8171 | 2.6383 | 3.4573 | N/A | N/A | N/A | N/A | N/A | N/A | N/A | N/A | 10.1593 | N/A | N/A | 10089.9 | 3.4197 | 0.37122 | 9.184% | 9928.35 | 585.144 | 4495.9036 | 4.042 | 135214.65 | 9511.69
AtticInsulation_R38_infil | Attic Insulation: R-38 |  | Attic Insulation: R-38 | SDGE | SDGE | CZ14 | Pre1978 | CARE | Mixed-fuel | Mixed-fuel | 901.85 | 51.586 | 6762.2571 | 6762.2571 | 4992.6429 | 455.1713 | N/A | N/A | 11670.8967 | 13721.4 | 1.7259 | 2.0291 | N/A | N/A | N/A | N/A | N/A | N/A | N/A | N/A | 14.8565 | N/A | N/A | 11754.9 | 1.7383 | 0.3364 | 8.323% | 9928.35 | 585.144 | 4495.9036 | 4.042 | 135214.65 | 9026.5
AtticInsulation_R49_infil | Attic Insulation: R-49 |  | Attic Insulation: R-49 | SDGE | SDGE | CZ14 | Pre1978 | CARE | Mixed-fuel | Mixed-fuel | 1009.76 | 55.942 | 7446.0183 | 7446.0183 | 5457.7317 | 507.7832 | N/A | N/A | 12999.5204 | 15220.1812 | 1.7458 | 2.0441 | N/A | N/A | N/A | N/A | N/A | N/A | N/A | N/A | 14.6638 | N/A | N/A | 12903.75 | 1.733 | 0.36574 | 9.048% | 9928.35 | 585.144 | 4495.9036 | 4.042 | 135214.65 | 8918.59
Windows_0.28UFactor0.23SHGC | New Windows: 0.28 U-factor, 0.23 SHGC |  | Window Upgrade: 0.28 vs 0.30 U-factor | SDGE | SDGE | CZ14 | Pre1978 | CARE | Mixed-fuel | Mixed-fuel | 1692.15 | 26.749 | 11462.7824 | 11462.7824 | 1091.3176 | 700.2768 | N/A | N/A | 17291.5614 | 18268.0128 | 1.5085 | 1.5937 | N/A | N/A | N/A | N/A | N/A | N/A | N/A | N/A | 16.3689 | N/A | N/A | 12554.1 | 1.0952 | 0.20677 | 5.116% | 9928.35 | 585.144 | 4495.9036 | 4.042 | 135214.65 | 8236.2
Roof_RB | Roofing: Radiant Barrier |  | Radiant Barrier (at roof replacement) | SDGE | SDGE | CZ14 | Pre1978 | CARE | Mixed-fuel | Mixed-fuel | 584.58 | 16.942 | 892.9455 | 892.9455 | 4335.1545 | 252.8151 | N/A | N/A | 6334.0008 | 6986.2668 | 7.0934 | 7.8238 | N/A | N/A | N/A | N/A | N/A | N/A | N/A | N/A | 3.532 | N/A | N/A | 5228.1 | 5.8549 | 0.11444 | 2.831% | 9928.35 | 585.144 | 4495.9036 | 4.042 | 135214.65 | 9343.77
Roof_0.20Ref | Roofing: Steep Sloped, 0.20 Ref. |  | 0.20 Solar Reflectance Cool Roof (at roof replacement) | SDGE | SDGE | CZ14 | Pre1978 | CARE | Mixed-fuel | Mixed-fuel | 433.41 | -11.656 | 892.9455 | 1203.407 | -304.307 | 138.8481 | N/A | N/A | 3214.2617 | 2705.0638 | 2.671 | 2.2478 | N/A | N/A | N/A | N/A | N/A | N/A | N/A | N/A | 6.4311 | N/A | N/A | 899.1 | 0.74713 | -0.05645 | -1.397% | 9928.35 | 585.144 | 4495.9036 | 4.042 | 135214.65 | 9494.94
Roof_0.25Ref | Roofing: Steep Sloped, 0.25 Ref. vs. 0.20 Ref |  | Roofing Upgrade: 0.25 vs. 0.20 Solar Reflectance (at roof replacement) | SDGE | SDGE | CZ14 | Pre1978 | CARE | Mixed-fuel | Mixed-fuel | 636.74 | -17.684 | 1785.8911 | 2406.8139 | -1108.1139 | 202.1303 | N/A | N/A | 4670.2427 | 3899.5499 | 1.9404 | 1.6202 | N/A | N/A | N/A | N/A | N/A | N/A | N/A | N/A | 8.8353 | N/A | N/A | 1298.7 | 0.53959 | -0.08551 | -2.116% | 9928.35 | 585.144 | 4495.9036 | 4.042 | 135214.65 | 9291.61
Ducts_R6 | New Ducts: R-6 |  | New Ducts: R-6 | SDGE | SDGE | CZ14 | Pre1978 | CARE | Mixed-fuel | Mixed-fuel | 2132.43 | 70.032 | 4808.3746 | 4808.3746 | 16486.9754 | 973.0956 | N/A | N/A | 24440.4633 | 27149.9636 | 5.0829 | 5.6464 | N/A | N/A | N/A | N/A | N/A | N/A | N/A | N/A | 4.9413 | N/A | N/A | 21295.35 | 4.4288 | 0.50051 | 12.38% | 9928.35 | 585.144 | 4495.9036 | 4.042 | 135214.65 | 7795.92
Ducts_R8 | New Ducts: R-8 |  | New Ducts: R-8 | SDGE | SDGE | CZ14 | Pre1978 | CARE | Mixed-fuel | Mixed-fuel | 2183.54 | 73.244 | 6311.1144 | 6311.1144 | 15683.5356 | 999.6269 | N/A | N/A | 25123.3357 | 27960.8635 | 3.9808 | 4.4304 | N/A | N/A | N/A | N/A | N/A | N/A | N/A | N/A | 6.3135 | N/A | N/A | 21994.65 | 3.4851 | 0.52107 | 12.89% | 9928.35 | 585.144 | 4495.9036 | 4.042 | 135214.65 | 7744.81
DuctSealing_10% | Duct Sealing: 10% |  | Duct Sealing: 10% | SDGE | SDGE | CZ14 | Pre1978 | CARE | Mixed-fuel | Mixed-fuel | 994.17 | 47.369 | 2589.5542 | 2589.5542 | 9015.4958 | 482.4244 | N/A | N/A | 12276.9272 | 14145.9199 | 4.7409 | 5.4627 | N/A | N/A | N/A | N/A | N/A | N/A | N/A | N/A | 5.3678 | N/A | N/A | 11605.05 | 4.4815 | 0.31398 | 7.768% | 9928.35 | 585.144 | 4495.9036 | 4.042 | 135214.65 | 8934.18
HPWH | HPWH |  | 240V Fed. Min. HPWH | SDGE | SDGE | CZ14 | Pre1978 | CARE | Mixed-fuel | Mixed-fuel | -1373.75 | 157.391 | 4332.0102 | 6553.7323 | 2903.4677 | -136.5931 | 258.6235 | N/A | -1434.9173 | 4731.8151 | 0 | 0.722 | 8131.0669 | 14216.1183 | 1.2407 | 2.1692 | N/A | N/A | N/A | N/A | -31.7147 | 16.7503 | N/A | 9457.2 | 1.443 | 0.7693 | 19.28% | 9928.35 | 576.21 | 4477.1793 | 3.9897 | 134149.05 | 11302.1
HPWH_HighEfficiency | High Efficiency HPWH |  | 240V Market Std. NEEA HPWH | SDGE | SDGE | CZ14 | Pre1978 | CARE | Mixed-fuel | Mixed-fuel | -1069.55 | 157.603 | 5192.8306 | 7967.0806 | 3654.6194 | -31.842 | 337.862 | N/A | 1103.1871 | 7257.0141 | 0.13847 | 0.91087 | 10051.6533 | 16129.0721 | 1.2616 | 2.0245 | N/A | N/A | N/A | N/A | -163.0814 | 15.3697 | N/A | 11621.7 | 1.4587 | 0.80417 | 20.16% | 9928.35 | 576.21 | 4477.1793 | 3.9897 | 134149.05 | 10997.9
HPWH_HighEfficiency_DR | High Efficiency HPWH with Demand Response |  | 240V Market Std. NEEA HPWH + DR | SDGE | SDGE | CZ14 | Pre1978 | CARE | Mixed-fuel | Mixed-fuel | -873.75 | 157.671 | 5192.8306 | 7967.0806 | 5153.1194 | 41.2224 | 396.6737 | N/A | 2872.5173 | 9014.0348 | 0.36055 | 1.1314 | 11476.005 | 17544.06 | 1.4404 | 2.2021 | N/A | N/A | N/A | N/A | 125.9711 | 13.0909 | N/A | 13120.2 | 1.6468 | 0.83438 | 20.91% | 9928.35 | 576.21 | 4477.1793 | 3.9897 | 134149.05 | 10802.1
HPWH_120V | 120V HPWH |  | 120V Market Std. NEEA HPWH | SDGE | SDGE | CZ14 | Pre1978 | CARE | Mixed-fuel | Mixed-fuel | -819.75 | 158.083 | 2892.8863 | 4272.7328 | 9563.4172 | 62.8424 | 408.844 | N/A | 3400.9742 | 9554.9454 | 0.79597 | 2.2363 | 11775.7381 | 17858.1998 | 2.756 | 4.1796 | N/A | N/A | N/A | N/A | 46.034 | 7.0758 | N/A | 13836.15 | 3.2382 | 0.85914 | 21.53% | 9928.35 | 576.21 | 4477.1793 | 3.9897 | 134149.05 | 10748.1
HPWH_TankOutside | HPWH in Exterior Closet |  | 240V Fed. Min. HPWH, Exterior Closet | SDGE | SDGE | CZ14 | Pre1978 | CARE | Mixed-fuel | Mixed-fuel | -1396.45 | 155.83 | 4751.0613 | 6972.7834 | 2084.8166 | -148.8133 | 248.7643 | N/A | -1750.3397 | 4354.4909 | 0 | 0.6245 | 7872.7897 | 13895.4514 | 1.1291 | 1.9928 | N/A | N/A | N/A | N/A | -31.9263 | 19.0986 | N/A | 9057.6 | 1.299 | 0.75585 | 18.94% | 9928.35 | 576.21 | 4477.1793 | 3.9897 | 134149.05 | 11324.8
HPWH_TankInside_NotDucted | HPWH in interior closet, not ducted |  | 240V Fed. Min. HPWH, Interior Closet, Not Ducted | SDGE | SDGE | CZ14 | Pre1978 | CARE | Mixed-fuel | Mixed-fuel | -729.35 | 124.782 | 4412.5691 | 6634.2911 | 3289.1089 | 24.2614 | 360.7744 | N/A | 2050.5699 | 6845.9651 | 0.30909 | 1.0319 | 10195.6685 | 14921.5153 | 1.5368 | 2.2491 | N/A | N/A | N/A | N/A | 181.8765 | 12.2308 | N/A | 9923.4 | 1.4958 | 0.65068 | 16.31% | 9928.35 | 576.21 | 4477.1793 | 3.9897 | 134149.05 | 10657.7
HPWH_TankInside_Ducted | HPWH in interior closet, ducted outside |  | 240V Fed. Min. HPWH, Interior Closet, Ducted | SDGE | SDGE | CZ14 | Pre1978 | CARE | Mixed-fuel | Mixed-fuel | -1415.65 | 165.219 | 5491.8272 | 7713.5493 | 2592.8007 | -139.0945 | 257.7683 | N/A | -1397.3587 | 5091.717 | 0 | 0.6601 | 8208.4706 | 14615.5251 | 1.0642 | 1.8948 | N/A | N/A | N/A | N/A | -39.4827 | 21.3053 | N/A | 10306.35 | 1.3361 | 0.82021 | 20.56% | 9928.35 | 576.21 | 4477.1793 | 3.9897 | 134149.05 | 11344
HPSH_9.5HSPF2_17SEER2 | New HPSH 9.5 HSPF2, 17 SEER2 |  | High Efficiency HPSH | SDGE | SDGE | CZ14 | Pre1978 | CARE | Mixed-fuel | Mixed-fuel | -2573.08 | 321.615 | 4148.5785 | 7065.961 | 9667.289 | -33.8745 | 249.5919 | N/A | 3242.2263 | 16574.8743 | 0.45885 | 2.3457 | 10103.3624 | 23377.4252 | 1.4299 | 3.3085 | N/A | N/A | N/A | N/A | -122.469 | 16.6214 | N/A | 16733.25 | 2.3681 | 1.3669 | 37.81% | 7195.36 | 529.529 | 3292.6407 | 3.6149 | 110073.15 | 9768.44
MSHP | Ducted MSHP 9.5 HSPF2, 16.5 SEER2 |  | High Eff MSHP | SDGE | SDGE | CZ14 | Pre1978 | CARE | Mixed-fuel | Mixed-fuel | -2626.44 | 321.615 | 1421.1983 | 3229.8412 | 13220.3588 | -54.7008 | 232.5152 | N/A | 2738.1385 | 16075.0907 | 0.84776 | 4.9771 | 9690.0322 | 22967.6243 | 3.0002 | 7.1111 | N/A | N/A | N/A | N/A | -25.9813 | 6.1123 | N/A | 16450.2 | 5.0932 | 1.3653 | 37.77% | 7195.36 | 529.529 | 3292.6407 | 3.6149 | 110073.15 | 9821.8
PV_3kW | 3kW PV |  | 3kW PV | SDGE | SDGE | CZ14 | Pre1978 | CARE | Mixed-fuel | Mixed-fuel | 5448.32 | 0 | 9608.1502 | 11574.2633 | 4742.7367 | 984.5792 | N/A | 831.5752 | 23831.1577 | 23627.6707 | 2.059 | 2.0414 | N/A | N/A | N/A | N/A | 20127.7858 | 19955.9208 | 1.739 | 1.7242 | 9.7586 | N/A | 11.5542 | 16317 | 1.4098 | 0.16118 | 3.988% | 9928.35 | 585.144 | 4495.9036 | 4.042 | 135214.65 | 4480.03
AE | All Electric |  | All Electric | SDGE | SDGE | CZ14 | Pre1978 | CARE | All Electric | Mixed-fuel | -3129.35 | 585.144 | 6454.0357 | 9682.6042 | 34406.5958 | 372.524 | 926.6732 | N/A | 15842.1334 | 38155.5712 | 1.6361 | 3.9406 | 29254.9875 | 51453.897 | 3.0214 | 5.3141 | N/A | N/A | N/A | N/A | 17.3252 | 6.9647 | N/A | 44089.2 | 4.5534 | 2.6567 | 65.73% | 9928.35 | 585.144 | 4495.9036 | 4.042 | 135214.65 | 13057.7
VCHP_base | Base VCHP |  | Base VCHP | SDGE | SDGE | CZ14 | Pre1978 | CARE | Mixed-fuel | Mixed-fuel | -2368.81 | 288.777 | 13336.3685 | 21679.367 | -5245.817 | -28.7349 | 153.3875 | N/A | 2950.5055 | 14917.0247 | 0.1361 | 0.68807 | 7358.6706 | 19287.5499 | 0.33943 | 0.88967 | N/A | N/A | N/A | N/A | -464.1172 | 86.9456 | N/A | 16433.55 | 0.75803 | 1.2193 | 36.39% | 6271.08 | 496.691 | 2891.0295 | 3.3504 | 102147.75 | 8639.89
VCHP_Fujitsu48 | Fujitsu 48 VCHP |  | Fujitsu 48 VCHP | SDGE | SDGE | CZ14 | Pre1978 | CARE | Mixed-fuel | Mixed-fuel | -260.47 | 288.777 | 17266.2712 | 28131.7248 | 4652.1252 | 637.4936 | 680.9359 | N/A | 19076.1712 | 30904.9983 | 0.6781 | 1.0986 | 20127.6679 | 31947.5165 | 0.71548 | 1.1356 | N/A | N/A | N/A | N/A | 27.0846 | 25.3567 | N/A | 32783.85 | 1.1654 | 1.5241 | 45.49% | 6271.08 | 496.691 | 2891.0295 | 3.3504 | 102147.75 | 6531.55
HPWH_PV | HPWH + 3kW PV |  | 240V Fed. Min. HPWH + 3kW PV | SDGE | SDGE | CZ14 | Pre1978 | CARE | Mixed-fuel | Mixed-fuel | 4074.53 | 157.391 | 13940.1604 | 18127.9956 | 9544.3044 | 985.9718 | N/A | 883.7826 | 25736.1015 | 31670.8288 | 1.4197 | 1.7471 | N/A | N/A | N/A | N/A | 23262.6715 | 29218.5187 | 1.2832 | 1.6118 | 14.1385 | N/A | 15.7733 | 27672.3 | 1.5265 | 0.93048 | 23.32% | 9928.35 | 576.21 | 4477.1793 | 3.9897 | 134149.05 | 5853.82
HPSH_PV | HPSH + 3kW PV |  | HPSH + 3kW PV | SDGE | SDGE | CZ14 | Pre1978 | CARE | Mixed-fuel | Mixed-fuel | 1998.99 | 321.615 | 10780.1756 | 13753.1352 | 12637.1148 | 646.8057 | N/A | 838.8552 | 19717.688 | 32909.6569 | 1.4337 | 2.3929 | N/A | N/A | N/A | N/A | 24366.1326 | 37518.4099 | 1.7717 | 2.728 | 16.6668 | N/A | 12.8511 | 26390.25 | 1.9189 | 1.405 | 38.87% | 7195.36 | 529.529 | 3292.6407 | 3.6149 | 110073.15 | 5196.37
HPSH_RCV_300CFM | New HPSH |  | Heat Pump Space Heater | SCG | SCE | CZ15 | Pre1978 | CARE | Mixed-fuel | Mixed-fuel | -327.7 | 34.783 | 1323.7175 | 2809.3951 | -1677.1951 | -120.7009 | -31.4499 | N/A | -2334.8406 | -1615.0733 | 0 | 0 | -324.3399 | 526.7492 | 0 | 0.1875 | N/A | N/A | N/A | N/A | -10.9669 | -42.0898 | N/A | 1132.2 | 0.403 | 0.12472 | 6.424% | 12478.2 | 214.899 | 3279.8139 | 1.9416 | 103945.95 | 12805.9
DFHP_RCV_300CFM_35F | DFHP, Existing Furnace 35F |  | Dual Fuel Heat Pump (existing furnace) | SCG | SCE | CZ15 | Pre1978 | CARE | Mixed-fuel | Mixed-fuel | -272 | 33.022 | 1906.2631 | 1373.5748 | -374.5748 | -111.8891 | -25.0262 | N/A | -2156.4132 | -1470.5696 | 0 | 0 | -199.7079 | 613.9436 | 0 | 0.44697 | N/A | N/A | N/A | N/A | -17.0371 | -76.1708 | N/A | 999 | 0.7273 | 0.12876 | 6.614% | 12478.2 | 215.791 | 3281.1087 | 1.9468 | 103746.15 | 12750.2
RaisedFloorInsulation_R19 | Raised Floor Insulation: R-19 |  | Raised Floor Insulation: R-19 | SCG | SCE | CZ15 | Pre1978 | CARE | Mixed-fuel | Mixed-fuel | 904.1 | 7.515 | 3632.776 | 3632.776 | 3526.724 | 273.9611 | N/A | N/A | 6253.8317 | 6849.6333 | 1.7215 | 1.8855 | N/A | N/A | N/A | N/A | N/A | N/A | N/A | N/A | 13.2602 | N/A | N/A | 7159.5 | 1.9708 | 0.09847 | 4.092% | 21097.8 | 239.174 | 5834.1864 | 2.4063 | 158724.45 | 20193.7
RaisedFloorInsulation_R30 | Raised Floor Insulation: R-30vs0 |  | Raised Floor Insulation: R-30vsR0 | SCG | SCE | CZ15 | Pre1978 | CARE | Mixed-fuel | Mixed-fuel | 1019.5 | 8.642 | 4112.6252 | 4112.6252 | 3979.2748 | 308.496 | N/A | N/A | 7044.176 | 7719.759 | 1.7128 | 1.8771 | N/A | N/A | N/A | N/A | N/A | N/A | N/A | N/A | 13.3312 | N/A | N/A | 8091.9 | 1.9676 | 0.11255 | 4.677% | 21097.8 | 239.174 | 5834.1864 | 2.4063 | 158724.45 | 20078.3
WallInsulation_R13 | Wall Insulation: R-13 |  | Wall Insulation: R-13 | SCG | SCE | CZ15 | Pre1978 | CARE | Mixed-fuel | Mixed-fuel | 1082 | 11.354 | 2950.4997 | 2950.4997 | 4974.9003 | 335.9225 | N/A | N/A | 7690.6633 | 8473.5743 | 2.6066 | 2.8719 | N/A | N/A | N/A | N/A | N/A | N/A | N/A | N/A | 8.7833 | N/A | N/A | 7925.4 | 2.6861 | 0.10486 | 4.728% | 19482.4 | 220.521 | 5337.0539 | 2.218 | 146070.45 | 18400.4
AtticInsulation_R38_infil | Attic Insulation: R-38 |  | Attic Insulation: R-38 | SCG | SCE | CZ15 | Pre1978 | CARE | Mixed-fuel | Mixed-fuel | 1703.6 | 11.02 | 6762.2571 | 6762.2571 | 4459.8429 | 515.721 | N/A | N/A | 11737.2372 | 12776.2186 | 1.7357 | 1.8893 | N/A | N/A | N/A | N/A | N/A | N/A | N/A | N/A | 13.1122 | N/A | N/A | 11222.1 | 1.6595 | 0.1173 | 5.289% | 19482.4 | 220.521 | 5337.0539 | 2.218 | 146070.45 | 17778.8
AtticInsulation_R49_infil | Attic Insulation: R-49 |  | Attic Insulation: R-49 | SCG | SCE | CZ15 | Pre1978 | CARE | Mixed-fuel | Mixed-fuel | 1892.2 | 12.057 | 7446.0183 | 7446.0183 | 4941.5817 | 574.5789 | N/A | N/A | 13074.3807 | 14226.3357 | 1.7559 | 1.9106 | N/A | N/A | N/A | N/A | N/A | N/A | N/A | N/A | 12.9591 | N/A | N/A | 12387.6 | 1.6637 | 0.12856 | 5.796% | 19482.4 | 220.521 | 5337.0539 | 2.218 | 146070.45 | 17590.2
Windows_0.28UFactor0.23SHGC | New Windows: 0.28 U-factor, 0.23 SHGC |  | Window Upgrade: 0.28 vs 0.30 U-factor | SCG | SCE | CZ15 | Pre1978 | CARE | Mixed-fuel | Mixed-fuel | 3406.3 | 3.733 | 11462.7824 | 11462.7824 | 7668.0676 | 982.7961 | N/A | N/A | 22180.2921 | 23723.2467 | 1.935 | 2.0696 | N/A | N/A | N/A | N/A | N/A | N/A | N/A | N/A | 11.6634 | N/A | N/A | 19130.85 | 1.669 | 0.10202 | 4.6% | 19482.4 | 220.521 | 5337.0539 | 2.218 | 146070.45 | 16076.1
Roof_RB | Roofing: Radiant Barrier |  | Radiant Barrier (at roof replacement) | SCG | SCE | CZ15 | Pre1978 | CARE | Mixed-fuel | Mixed-fuel | 1024.3 | 3.397 | 892.9455 | 892.9455 | 4867.9545 | 298.2237 | N/A | N/A | 6754.9502 | 7280.3192 | 7.5648 | 8.1532 | N/A | N/A | N/A | N/A | N/A | N/A | N/A | N/A | 2.9942 | N/A | N/A | 5760.9 | 6.4516 | 0.03629 | 1.636% | 19482.4 | 220.521 | 5337.0539 | 2.218 | 146070.45 | 18458.1
Roof_0.20Ref | Roofing: Steep Sloped, 0.20 Ref. |  | 0.20 Solar Reflectance Cool Roof (at roof replacement) | SCG | SCE | CZ15 | Pre1978 | CARE | Mixed-fuel | Mixed-fuel | 773.5 | -2.692 | 892.9455 | 1203.407 | 2725.993 | 218.5002 | N/A | N/A | 4892.9208 | 5146.4506 | 4.0659 | 4.2766 | N/A | N/A | N/A | N/A | N/A | N/A | N/A | N/A | 4.0867 | N/A | N/A | 3929.4 | 3.2652 | 0.0046 | 0.2074% | 19482.4 | 220.521 | 5337.0539 | 2.218 | 146070.45 | 18708.9
Roof_0.25Ref | Roofing: Steep Sloped, 0.25 Ref. vs. 0.20 Ref |  | Roofing Upgrade: 0.25 vs. 0.20 Solar Reflectance (at roof replacement) | SCG | SCE | CZ15 | Pre1978 | CARE | Mixed-fuel | Mixed-fuel | 1165.9 | -4.115 | 1785.8911 | 2406.8139 | 3503.9361 | 329.4684 | N/A | N/A | 7377.268 | 7758.1835 | 3.0652 | 3.2234 | N/A | N/A | N/A | N/A | N/A | N/A | N/A | N/A | 5.4205 | N/A | N/A | 5910.75 | 2.4558 | 0.00648 | 0.2922% | 19482.4 | 220.521 | 5337.0539 | 2.218 | 146070.45 | 18316.5
Ducts_R6 | New Ducts: R-6 |  | New Ducts: R-6 | SCG | SCE | CZ15 | Pre1978 | CARE | Mixed-fuel | Mixed-fuel | 4886 | 8.146 | 4808.3746 | 4808.3746 | 24478.9754 | 1438.337 | N/A | N/A | 32490.3631 | 34816.6471 | 6.757 | 7.2408 | N/A | N/A | N/A | N/A | N/A | N/A | N/A | N/A | 3.343 | N/A | N/A | 29287.35 | 6.0909 | 0.20576 | 9.277% | 19482.4 | 220.521 | 5337.0539 | 2.218 | 146070.45 | 14596.4
Ducts_R8 | New Ducts: R-8 |  | New Ducts: R-8 | SCG | SCE | CZ15 | Pre1978 | CARE | Mixed-fuel | Mixed-fuel | 4979.6 | 8.668 | 6311.1144 | 6311.1144 | 23558.9856 | 1466.5395 | N/A | N/A | 33131.4241 | 35512.6637 | 5.2497 | 5.627 | N/A | N/A | N/A | N/A | N/A | N/A | N/A | N/A | 4.3034 | N/A | N/A | 29870.1 | 4.7329 | 0.21113 | 9.519% | 19482.4 | 220.521 | 5337.0539 | 2.218 | 146070.45 | 14502.8
DuctSealing_10% | Duct Sealing: 10% |  | Duct Sealing: 10% | SCG | SCE | CZ15 | Pre1978 | CARE | Mixed-fuel | Mixed-fuel | 2382.2 | 4.73 | 2589.5542 | 2589.5542 | 11413.0958 | 696.8376 | N/A | N/A | 15749.4001 | 16896.6305 | 6.0819 | 6.5249 | N/A | N/A | N/A | N/A | N/A | N/A | N/A | N/A | 3.7162 | N/A | N/A | 14002.65 | 5.4074 | 0.09477 | 4.273% | 19482.4 | 220.521 | 5337.0539 | 2.218 | 146070.45 | 17100.2
HPWH | HPWH |  | 240V Fed. Min. HPWH | SCG | SCE | CZ15 | Pre1978 | CARE | Mixed-fuel | Mixed-fuel | -686.6 | 128.6739 | 4332.0102 | 6553.7323 | 4335.3677 | -20.4911 | 300.453 | N/A | 824.5587 | 3799.119 | 0.12582 | 0.57969 | 8054.2593 | 11501.0487 | 1.229 | 1.7549 | N/A | N/A | N/A | N/A | -211.4098 | 14.4183 | N/A | 10889.1 | 1.6615 | 0.6842 | 31.57% | 19482.4 | 211.864 | 5325.2867 | 2.1674 | 145021.5 | 20169
HPWH_HighEfficiency | High Efficiency HPWH |  | 240V Market Std. NEEA HPWH | SCG | SCE | CZ15 | Pre1978 | CARE | Mixed-fuel | Mixed-fuel | -568.4 | 128.7258 | 5192.8306 | 7967.0806 | 3787.8194 | 13.4516 | 326.8427 | N/A | 1589.7259 | 4615.5413 | 0.19954 | 0.57933 | 8649.2864 | 12136.2176 | 1.0856 | 1.5233 | N/A | N/A | N/A | N/A | 386.037 | 15.8879 | N/A | 11754.9 | 1.4754 | 0.69878 | 32.24% | 19482.4 | 211.864 | 5325.2867 | 2.1674 | 145021.5 | 20050.8
HPWH_HighEfficiency_DR | High Efficiency HPWH with Demand Response |  | 240V Market Std. NEEA HPWH + DR | SCG | SCE | CZ15 | Pre1978 | CARE | Mixed-fuel | Mixed-fuel | -484.1 | 128.7469 | 5192.8306 | 7967.0806 | 4570.3694 | 43.0372 | 356.1129 | N/A | 2256.4106 | 5326.2927 | 0.28322 | 0.66854 | 9308.8654 | 12839.3992 | 1.1684 | 1.6116 | N/A | N/A | N/A | N/A | 120.659 | 14.582 | N/A | 12537.45 | 1.5737 | 0.71673 | 33.07% | 19482.4 | 211.864 | 5325.2867 | 2.1674 | 145021.5 | 19966.5
HPWH_120V | 120V HPWH |  | 120V Market Std. NEEA HPWH | SCG | SCE | CZ15 | Pre1978 | CARE | Mixed-fuel | Mixed-fuel | -560.8 | 128.8762 | 2892.8863 | 4272.7328 | 7731.9172 | 21.9889 | 341.6793 | N/A | 1783.6692 | 4825.8554 | 0.41745 | 1.1295 | 8985.1295 | 12497.7002 | 2.1029 | 2.925 | N/A | N/A | N/A | N/A | 131.5614 | 8.4667 | N/A | 12004.65 | 2.8096 | 0.70812 | 32.67% | 19482.4 | 211.864 | 5325.2867 | 2.1674 | 145021.5 | 20043.2
HPWH_TankOutside | HPWH in Exterior Closet |  | 240V Fed. Min. HPWH, Exterior Closet | SCG | SCE | CZ15 | Pre1978 | CARE | Mixed-fuel | Mixed-fuel | -692 | 128.3107 | 4751.0613 | 6972.7834 | 3816.4166 | -22.9315 | 298.1022 | N/A | 765.6402 | 3727.3976 | 0.1098 | 0.53456 | 7997.3609 | 11431.4793 | 1.1469 | 1.6394 | N/A | N/A | N/A | N/A | -207.1845 | 15.9377 | N/A | 10789.2 | 1.5473 | 0.67999 | 31.37% | 19482.4 | 211.864 | 5325.2867 | 2.1674 | 145021.5 | 20174.4
HPWH_TankInside_NotDucted | HPWH in interior closet, not ducted |  | 240V Fed. Min. HPWH, Interior Closet, Not Ducted | SCG | SCE | CZ15 | Pre1978 | CARE | Mixed-fuel | Mixed-fuel | -281 | 121.7125 | 4412.5691 | 6634.2911 | 5953.1089 | 82.7482 | 380.329 | N/A | 3075.6764 | 6028.1212 | 0.4636 | 0.90863 | 9779.0879 | 13169.3857 | 1.474 | 1.985 | N/A | N/A | N/A | N/A | 53.3252 | 11.602 | N/A | 12587.4 | 1.8973 | 0.66897 | 30.87% | 19482.4 | 211.864 | 5325.2867 | 2.1674 | 145021.5 | 19763.4
HPWH_TankInside_Ducted | HPWH in interior closet, ducted outside |  | 240V Fed. Min. HPWH, Interior Closet, Ducted | SCG | SCE | CZ15 | Pre1978 | CARE | Mixed-fuel | Mixed-fuel | -831.8 | 130.746 | 5491.8272 | 7713.5493 | 2609.4507 | -57.9504 | 270.3663 | N/A | 3.1188 | 2974.8534 | 0.00040433 | 0.38567 | 7398.8982 | 10853.7098 | 0.95921 | 1.4071 | N/A | N/A | N/A | N/A | -94.7677 | 20.3125 | N/A | 10323 | 1.3383 | 0.69176 | 31.92% | 19482.4 | 211.864 | 5325.2867 | 2.1674 | 145021.5 | 20314.2
HPSH_9.5HSPF2_17SEER2 | New HPSH 9.5 HSPF2, 17 SEER2 |  | High Efficiency HPSH | SCG | SCE | CZ15 | Pre1978 | CARE | Mixed-fuel | Mixed-fuel | 420.4 | 34.783 | 4346.127 | 7771.7742 | -1927.6242 | 90.571 | 148.7871 | N/A | 2424.3452 | 3454.9727 | 0.31194 | 0.44455 | 3735.7433 | 4852.0286 | 0.48068 | 0.62431 | N/A | N/A | N/A | N/A | 47.9859 | 29.2104 | N/A | 5844.15 | 0.75197 | 0.16738 | 8.621% | 12478.2 | 214.899 | 3279.8139 | 1.9416 | 103945.95 | 12057.8
MSHP | Ducted MSHP 9.5 HSPF2, 16.5 SEER2 |  | High Eff MSHP | SCG | SCE | CZ15 | Pre1978 | CARE | Mixed-fuel | Mixed-fuel | 288.5 | 34.783 | 1400.8662 | 3577.9245 | 1550.2755 | 53.5993 | 118.2575 | N/A | 1591.5075 | 2567.7357 | 0.44481 | 0.71766 | 3048.0209 | 4119.3856 | 0.8519 | 1.1513 | N/A | N/A | N/A | N/A | 26.1359 | 11.8459 | N/A | 5128.2 | 1.4333 | 0.16396 | 8.445% | 12478.2 | 214.899 | 3279.8139 | 1.9416 | 103945.95 | 12189.7
PV_3kW | 3kW PV |  | 3kW PV | SCG | SCE | CZ15 | Pre1978 | CARE | Mixed-fuel | Mixed-fuel | 5053.1 | 0 | 9608.1502 | 11574.2633 | 8355.7867 | 1047.4855 | N/A | 1094.4548 | 23596.0347 | 25137.2789 | 2.0387 | 2.1718 | N/A | N/A | N/A | N/A | 24654.0809 | 26264.4345 | 2.1301 | 2.2692 | 9.1726 | N/A | 8.7789 | 19930.05 | 1.7219 | 0.15186 | 6.847% | 19482.4 | 220.521 | 5337.0539 | 2.218 | 146070.45 | 14429.3
AE | All Electric |  | All Electric | SCG | SCE | CZ15 | Pre1978 | CARE | All Electric | Mixed-fuel | 4961.5 | 220.521 | 6605.7277 | 10313.1274 | 43433.0726 | 1723.629 | 1863.2581 | N/A | 41051.3911 | 48783.9437 | 3.9805 | 4.7303 | 44196.7262 | 52134.7255 | 4.2855 | 5.0552 | N/A | N/A | N/A | N/A | 3.8325 | 3.5453 | N/A | 53746.2 | 5.2114 | 1.3074 | 58.94% | 19482.4 | 220.521 | 5337.0539 | 2.218 | 146070.45 | 14520.9
VCHP_base | Base VCHP |  | Base VCHP | SCG | SCE | CZ15 | Pre1978 | CARE | Mixed-fuel | Mixed-fuel | 216.3 | 29.01 | 17846.9586 | 29085.1332 | -25255.6332 | 32.2945 | 37.9217 | N/A | 1047.9082 | 1844.0212 | 0.036029 | 0.063401 | 1174.6687 | 1979.0615 | 0.040387 | 0.068044 | N/A | N/A | N/A | N/A | 552.6324 | 470.627 | N/A | 3829.5 | 0.13167 | 0.11598 | 6.265% | 10983.1 | 209.126 | 2843.9803 | 1.8514 | 94605.3 | 10766.8
VCHP_Fujitsu48 | Fujitsu 48 VCHP |  | Fujitsu 48 VCHP | SCG | SCE | CZ15 | Pre1978 | CARE | Mixed-fuel | Mixed-fuel | 1278.68 | 29.01 | 22122.6983 | 36105.3076 | -24650.1076 | 300.3845 | 248.8434 | N/A | 7087.0012 | 8277.5754 | 0.19629 | 0.22926 | 5925.9681 | 7040.706 | 0.16413 | 0.195 | N/A | N/A | N/A | N/A | 73.6479 | 88.9021 | N/A | 11455.2 | 0.31727 | 0.22177 | 11.98% | 10983.1 | 209.126 | 2843.9803 | 1.8514 | 94605.3 | 9704.42
HPWH_PV | HPWH + 3kW PV |  | 240V Fed. Min. HPWH + 3kW PV | SCG | SCE | CZ15 | Pre1978 | CARE | Mixed-fuel | Mixed-fuel | 4366.4 | 128.6739 | 13940.1604 | 18127.9956 | 13590.2544 | 1066.2312 | N/A | 1133.8909 | 25304.4546 | 29877.9911 | 1.3959 | 1.6482 | N/A | N/A | N/A | N/A | 26828.5809 | 31501.6702 | 1.48 | 1.7377 | 13.0742 | N/A | 12.2941 | 31718.25 | 1.7497 | 0.83607 | 38.58% | 19482.4 | 211.864 | 5325.2867 | 2.1674 | 145021.5 | 15116
HPSH_PV | HPSH + 3kW PV |  | HPSH + 3kW PV | SCG | SCE | CZ15 | Pre1978 | CARE | Mixed-fuel | Mixed-fuel | 4725.32 | 34.783 | 10931.8677 | 14383.6584 | 6195.7416 | 875.4182 | N/A | 776.6261 | 20104.0955 | 22289.5277 | 1.3977 | 1.5496 | N/A | N/A | N/A | N/A | 17878.6699 | 19918.742 | 1.243 | 1.3848 | 12.4876 | N/A | 14.0761 | 20579.4 | 1.4307 | 0.27658 | 14.25% | 12478.2 | 214.899 | 3279.8139 | 1.9416 | 103945.95 | 7752.88
HPSH_RCV_300CFM | New HPSH |  | Heat Pump Space Heater | PGE | PGE | CZ16 | Pre1978 | CARE | Mixed-fuel | Mixed-fuel | -7941.05 | 776.352 | 2724.9107 | 4081.7309 | 25033.5691 | -497.7956 | -197.9768 | N/A | -707.3296 | 24873.3941 | 0 | 6.0938 | 6128.0579 | 32068.366 | 1.5013 | 7.8566 | N/A | N/A | N/A | N/A | -5.474 | -13.7638 | N/A | 29115.3 | 7.1331 | 3.3774 | 53.13% | 4922.05 | 1006.06 | 2873.9978 | 6.3571 | 152891.4 | 12863.1
DFHP_RCV_300CFM_35F | DFHP, Existing Furnace 35F |  | Dual Fuel Heat Pump (existing furnace) | PGE | PGE | CZ16 | Pre1978 | CARE | Mixed-fuel | Mixed-fuel | -3685.97 | 366.507 | 2397.0371 | 2340.5132 | 15985.5868 | -106.5481 | -84.5645 | N/A | 2813.6314 | 15582.7257 | 1.2021 | 6.6578 | 3314.8235 | 16110.2836 | 1.4163 | 6.8832 | N/A | N/A | N/A | N/A | -22.4972 | -28.3457 | N/A | 18326.1 | 7.8299 | 1.6538 | 25.55% | 4922.05 | 1025.97 | 2913.3013 | 6.4735 | 148634.55 | 8608.02
RaisedFloorInsulation_R19 | Raised Floor Insulation: R-19 |  | Raised Floor Insulation: R-19 | PGE | PGE | CZ16 | Pre1978 | CARE | Mixed-fuel | Mixed-fuel | -263.65 | 177.598 | 3632.776 | 3632.776 | 17213.024 | 259.5171 | N/A | N/A | 8476.8951 | 15086.386 | 2.3334 | 4.1529 | N/A | N/A | N/A | N/A | N/A | N/A | N/A | N/A | 13.9982 | N/A | N/A | 20845.8 | 5.7383 | 1.0412 | 14.54% | 5474.62 | 1136.91 | 3306.078 | 7.1595 | 177605.55 | 5738.27
RaisedFloorInsulation_R30 | Raised Floor Insulation: R-30vs0 |  | Raised Floor Insulation: R-30vsR0 | PGE | PGE | CZ16 | Pre1978 | CARE | Mixed-fuel | Mixed-fuel | -321.48 | 203.788 | 4112.6252 | 4112.6252 | 19713.5248 | 292.4235 | N/A | N/A | 9604.6443 | 17182.3218 | 2.3354 | 4.1779 | N/A | N/A | N/A | N/A | N/A | N/A | N/A | N/A | 14.0639 | N/A | N/A | 23826.15 | 5.7934 | 1.1943 | 16.68% | 5474.62 | 1136.91 | 3306.078 | 7.1595 | 177605.55 | 5796.1
WallInsulation_R13 | Wall Insulation: R-13 |  | Wall Insulation: R-13 | PGE | PGE | CZ16 | Pre1978 | CARE | Mixed-fuel | Mixed-fuel | 131.31 | 101.7 | 2950.4997 | 2950.4997 | 10569.3003 | 237.577 | N/A | N/A | 6884.8315 | 10782.0874 | 2.3334 | 3.6543 | N/A | N/A | N/A | N/A | N/A | N/A | N/A | N/A | 12.4191 | N/A | N/A | 13519.8 | 4.5822 | 0.60974 | 8.516% | 5474.62 | 1136.91 | 3306.078 | 7.1595 | 177605.55 | 5343.31
AtticInsulation_R38_infil | Attic Insulation: R-38 |  | Attic Insulation: R-38 | PGE | PGE | CZ16 | Pre1978 | CARE | Mixed-fuel | Mixed-fuel | 422.34 | 77.99 | 6762.2571 | 6762.2571 | 5525.4429 | 287.1346 | N/A | N/A | 7683.4621 | 10825.4151 | 1.1362 | 1.6009 | N/A | N/A | N/A | N/A | N/A | N/A | N/A | N/A | 23.5508 | N/A | N/A | 12287.7 | 1.8171 | 0.48337 | 6.751% | 5474.62 | 1136.91 | 3306.078 | 7.1595 | 177605.55 | 5052.28
AtticInsulation_R49_infil | Attic Insulation: R-49 |  | Attic Insulation: R-49 | PGE | PGE | CZ16 | Pre1978 | CARE | Mixed-fuel | Mixed-fuel | 468.3 | 85.77 | 7446.0183 | 7446.0183 | 6073.7817 | 317.3158 | N/A | N/A | 8485.1109 | 11942.6268 | 1.1396 | 1.6039 | N/A | N/A | N/A | N/A | N/A | N/A | N/A | N/A | 23.4656 | N/A | N/A | 13519.8 | 1.8157 | 0.53195 | 7.43% | 5474.62 | 1136.91 | 3306.078 | 7.1595 | 177605.55 | 5006.32
Windows_0.28UFactor0.35SHGC | New Windows: 0.28 U-factor, 0.35 SHGC |  | Window Upgrade: 0.28 vs 0.30 U-factor | PGE | PGE | CZ16 | Pre1978 | CARE | Mixed-fuel | Mixed-fuel | 419.34 | 109.34 | 11871.2871 | 11871.2871 | 4345.8129 | 344.427 | N/A | N/A | 9437.9282 | 13751.3643 | 0.79502 | 1.1584 | N/A | N/A | N/A | N/A | N/A | N/A | N/A | N/A | 34.4668 | N/A | N/A | 16217.1 | 1.3661 | 0.66927 | 9.348% | 5474.62 | 1136.91 | 3306.078 | 7.1595 | 177605.55 | 5055.28
Roof_RB | Roofing: Radiant Barrier |  | Radiant Barrier (at roof replacement) | PGE | PGE | CZ16 | Pre1978 | CARE | Mixed-fuel | Mixed-fuel | 254.45 | 32.09 | 892.9455 | 892.9455 | 4584.9045 | 142.7207 | N/A | N/A | 3720.1909 | 5038.6474 | 4.1662 | 5.6427 | N/A | N/A | N/A | N/A | N/A | N/A | N/A | N/A | 6.2566 | N/A | N/A | 5477.85 | 6.1346 | 0.20232 | 2.826% | 5474.62 | 1136.91 | 3306.078 | 7.1595 | 177605.55 | 5220.17
Roof_0.20Ref | Roofing: Steep Sloped, 0.20 Ref. |  | 0.20 Solar Reflectance Cool Roof (at roof replacement) | PGE | PGE | CZ16 | Pre1978 | CARE | Mixed-fuel | Mixed-fuel | 176.05 | -19.92 | 892.9455 | 1203.407 | -2685.257 | 18.1625 | N/A | N/A | 130.6871 | -544.6498 | 0.1086 | 0 | N/A | N/A | N/A | N/A | N/A | N/A | N/A | N/A | 49.1642 | N/A | N/A | -1481.85 | 0 | -0.10916 | -1.525% | 5474.62 | 1136.91 | 3306.078 | 7.1595 | 177605.55 | 5298.57
Roof_0.25Ref | Roofing: Steep Sloped, 0.25 Ref. |  | 0.25 Solar Reflectance Cool Roof (at roof replacement) | PGE | PGE | CZ16 | Pre1978 | CARE | Mixed-fuel | Mixed-fuel | 260.08 | -30.14 | 1785.8911 | 2406.8139 | -4687.8639 | 25.4735 | N/A | N/A | 151.9157 | -872.4532 | 0.063119 | 0 | N/A | N/A | N/A | N/A | N/A | N/A | N/A | N/A | 70.1078 | N/A | N/A | -2281.05 | 0 | -0.16516 | -2.307% | 5474.62 | 1136.91 | 3306.078 | 7.1595 | 177605.55 | 5214.54
Ducts_R6 | New Ducts: R-6 |  | New Ducts: R-6 | PGE | PGE | CZ16 | Pre1978 | CARE | Mixed-fuel | Mixed-fuel | 643.14 | 154.183 | 4808.3746 | 4808.3746 | 18651.4754 | 493.4272 | N/A | N/A | 13483.5298 | 19571.2719 | 2.8042 | 4.0702 | N/A | N/A | N/A | N/A | N/A | N/A | N/A | N/A | 9.7449 | N/A | N/A | 23459.85 | 4.879 | 0.96216 | 13.44% | 5474.62 | 1136.91 | 3306.078 | 7.1595 | 177605.55 | 4831.48
Ducts_R8 | New Ducts: R-8 |  | New Ducts: R-8 | PGE | PGE | CZ16 | Pre1978 | CARE | Mixed-fuel | Mixed-fuel | 660.87 | 159.942 | 6311.1144 | 6311.1144 | 17997.8856 | 510.25 | N/A | N/A | 13950.5432 | 20263.8231 | 2.2105 | 3.2108 | N/A | N/A | N/A | N/A | N/A | N/A | N/A | N/A | 12.3687 | N/A | N/A | 24309 | 3.8518 | 0.99708 | 13.93% | 5474.62 | 1136.91 | 3306.078 | 7.1595 | 177605.55 | 4813.75
DuctSealing_10% | Duct Sealing: 10% |  | Duct Sealing: 10% | PGE | PGE | CZ16 | Pre1978 | CARE | Mixed-fuel | Mixed-fuel | 271.4 | 110.94 | 2589.5542 | 2589.5542 | 12961.5458 | 299.9215 | N/A | N/A | 8445.1739 | 12759.104 | 3.2612 | 4.9271 | N/A | N/A | N/A | N/A | N/A | N/A | N/A | N/A | 8.6341 | N/A | N/A | 15551.1 | 6.0053 | 0.67213 | 9.388% | 5474.62 | 1136.91 | 3306.078 | 7.1595 | 177605.55 | 5203.22
HPWH | HPWH |  | 240V Fed. Min. HPWH | PGE | PGE | CZ16 | Pre1978 | CARE | Mixed-fuel | Mixed-fuel | -1547.4 | 179.714 | 4332.0102 | 6553.7323 | 4268.7677 | -95.5739 | -58.354 | N/A | 248.3152 | 6104.5784 | 0.037889 | 0.93147 | 1096.8692 | 6997.7718 | 0.16737 | 1.0678 | N/A | N/A | N/A | N/A | -45.3263 | -74.2367 | N/A | 10822.5 | 1.6513 | 0.89841 | 12.64% | 5474.62 | 1127.66 | 3288.9045 | 7.1054 | 176490 | 7022.02
HPWH_HighEfficiency | High Efficiency HPWH |  | 240V Market Std. NEEA HPWH | PGE | PGE | CZ16 | Pre1978 | CARE | Mixed-fuel | Mixed-fuel | -1338.25 | 180.065 | 5192.8306 | 7967.0806 | 4204.0694 | -36.5186 | -12.0038 | N/A | 1599.7298 | 7539.2374 | 0.20079 | 0.9463 | 2158.6273 | 8127.5365 | 0.27094 | 1.0201 | N/A | N/A | N/A | N/A | -142.1969 | -432.598 | N/A | 12171.15 | 1.5277 | 0.91741 | 12.91% | 5474.62 | 1127.66 | 3288.9045 | 7.1054 | 176490 | 6812.87
HPWH_HighEfficiency_DR | High Efficiency HPWH with Demand Response |  | 240V Market Std. NEEA HPWH + DR | PGE | PGE | CZ16 | Pre1978 | CARE | Mixed-fuel | Mixed-fuel | -1154.79 | 180.211 | 5192.8306 | 7967.0806 | 5752.5194 | 15.6293 | 29.0731 | N/A | 2790.715 | 8797.9213 | 0.35028 | 1.1043 | 3097.2112 | 9120.5412 | 0.38875 | 1.1448 | N/A | N/A | N/A | N/A | 332.2489 | 178.6129 | N/A | 13719.6 | 1.722 | 0.94246 | 13.26% | 5474.62 | 1127.66 | 3288.9045 | 7.1054 | 176490 | 6629.41
HPWH_120V | 120V HPWH |  | 120V Market Std. NEEA HPWH | PGE | PGE | CZ16 | Pre1978 | CARE | Mixed-fuel | Mixed-fuel | -988.73 | 180.288 | 2892.8863 | 4272.7328 | 10762.2172 | 58.6297 | 59.8165 | N/A | 3772.0041 | 9833.1194 | 0.88281 | 2.3014 | 3799.0602 | 9861.5988 | 0.88914 | 2.308 | N/A | N/A | N/A | N/A | 49.3417 | 48.3627 | N/A | 15034.95 | 3.5188 | 0.96844 | 13.63% | 5474.62 | 1127.66 | 3288.9045 | 7.1054 | 176490 | 6463.35
HPWH_TankOutside | HPWH in Exterior Closet |  | 240V Fed. Min. HPWH, Exterior Closet | PGE | PGE | CZ16 | Pre1978 | CARE | Mixed-fuel | Mixed-fuel | -1583.2 | 177.305 | 4751.0613 | 6972.7834 | 3316.9166 | -109.9907 | -70.5052 | N/A | -114.96 | 5638.9058 | 0 | 0.8087 | 785.2443 | 6586.4666 | 0.11262 | 0.9446 | N/A | N/A | N/A | N/A | -43.1951 | -67.3859 | N/A | 10289.7 | 1.4757 | 0.88045 | 12.39% | 5474.62 | 1127.66 | 3288.9045 | 7.1054 | 176490 | 7057.82
HPWH_TankInside_NotDucted | HPWH in interior closet, not ducted |  | 240V Fed. Min. HPWH, Interior Closet, Not Ducted | PGE | PGE | CZ16 | Pre1978 | CARE | Mixed-fuel | Mixed-fuel | -799.82 | 134.418 | 4412.5691 | 6634.2911 | 3838.5589 | 25.1368 | 17.4151 | N/A | 2352.8664 | 6761.1905 | 0.35465 | 1.0191 | 2176.8258 | 6575.889 | 0.32812 | 0.9912 | N/A | N/A | N/A | N/A | 175.5424 | 253.3754 | N/A | 10472.85 | 1.5786 | 0.71298 | 10.03% | 5474.62 | 1127.66 | 3288.9045 | 7.1054 | 176490 | 6274.44
HPWH_TankInside_Ducted | HPWH in interior closet, ducted outside |  | 240V Fed. Min. HPWH, Interior Closet, Ducted | PGE | PGE | CZ16 | Pre1978 | CARE | Mixed-fuel | Mixed-fuel | -1498.3 | 191.403 | 5491.8272 | 7713.5493 | 4940.4507 | -61.6432 | -29.4728 | N/A | 1189.1829 | 7497.6932 | 0.15417 | 0.97202 | 1922.6173 | 8269.7108 | 0.24925 | 1.0721 | N/A | N/A | N/A | N/A | -89.0905 | -186.3356 | N/A | 12654 | 1.6405 | 0.97534 | 13.73% | 5474.62 | 1127.66 | 3288.9045 | 7.1054 | 176490 | 6972.92
HPSH_9.5HSPF2_17SEER2 | New HPSH 9.5 HSPF2, 17 SEER2 |  | High Efficiency HPSH | PGE | PGE | CZ16 | Pre1978 | CARE | Mixed-fuel | Mixed-fuel | -6459.65 | 776.352 | 5701.4637 | 8968.82 | 31585.03 | -102.0306 | 105.6313 | N/A | 8315.4771 | 34370.8572 | 0.92715 | 3.8323 | 13049.8348 | 39354.2719 | 1.455 | 4.3879 | N/A | N/A | N/A | N/A | -55.8799 | 53.9752 | N/A | 40553.85 | 4.5216 | 3.5866 | 56.42% | 4922.05 | 1006.06 | 2873.9978 | 6.3571 | 152891.4 | 11381.7
MSHP | Ducted MSHP 9.5 HSPF2, 16.5 SEER2 |  | High Eff MSHP | PGE | PGE | CZ16 | Pre1978 | CARE | Mixed-fuel | Mixed-fuel | -6515.25 | 776.352 | 2155.1411 | 4313.7578 | 35923.7422 | -120.147 | 87.8855 | N/A | 7902.4525 | 33936.1048 | 1.8319 | 7.8669 | 12645.2603 | 38928.4142 | 2.9314 | 9.0242 | N/A | N/A | N/A | N/A | -17.9375 | 24.5221 | N/A | 40237.5 | 9.3277 | 3.5842 | 56.38% | 4922.05 | 1006.06 | 2873.9978 | 6.3571 | 152891.4 | 11437.3
PV_3kW | 3kW PV |  | 3kW PV | PGE | PGE | CZ16 | Pre1978 | CARE | Mixed-fuel | Mixed-fuel | 4955.175 | 0 | 9608.1502 | 11574.2633 | -518.6633 | 671.2069 | N/A | 541.704 | 15302.4389 | 16107.4435 | 1.3221 | 1.3917 | N/A | N/A | N/A | N/A | 12349.9813 | 12999.6681 | 1.067 | 1.1232 | 14.3147 | N/A | 17.7369 | 11055.6 | 0.95519 | 0.12691 | 1.773% | 5474.62 | 1136.91 | 3306.078 | 7.1595 | 177605.55 | 519.445
AE | All Electric |  | All Electric | PGE | PGE | CZ16 | Pre1978 | CARE | All Electric | Mixed-fuel | -9981.28 | 1136.91 | 8006.9209 | 11585.4632 | 52300.5868 | -462.7589 | -16.2818 | N/A | 4303.4379 | 40287.428 | 0.37145 | 3.4774 | 14482.4003 | 51001.8678 | 1.25 | 4.4022 | N/A | N/A | N/A | N/A | -17.3026 | -491.7715 | N/A | 63886.05 | 5.5143 | 5.2917 | 73.91% | 5474.62 | 1136.91 | 3306.078 | 7.1595 | 177605.55 | 15455.9
VCHP_base | Base VCHP |  | Base VCHP | PGE | PGE | CZ16 | Pre1978 | CARE | Mixed-fuel | Mixed-fuel | -6192.92 | 724.741 | 13336.3685 | 21679.367 | 20245.333 | -134.3813 | 0.22776 | N/A | 6829.0541 | 31003.435 | 0.315 | 1.4301 | 9897.9248 | 34233.7476 | 0.45656 | 1.5791 | N/A | N/A | N/A | N/A | -99.2427 | 58555.0375 | N/A | 41924.7 | 1.9339 | 3.3479 | 56.29% | 4020.28 | 954.449 | 2530.5072 | 5.948 | 145071.45 | 10213.2
VCHP_Fujitsu48 | Fujitsu 48 VCHP |  | Fujitsu 48 VCHP | PGE | PGE | CZ16 | Pre1978 | CARE | Mixed-fuel | Mixed-fuel | -2944.46 | 724.741 | 17266.2712 | 28131.7248 | 38235.1752 | 716.3983 | 667.1378 | N/A | 26225.4635 | 51420.2175 | 0.93224 | 1.8278 | 25102.4027 | 50238.0768 | 0.89232 | 1.7858 | N/A | N/A | N/A | N/A | 24.1015 | 25.8811 | N/A | 66366.9 | 2.3591 | 3.767 | 63.33% | 4020.28 | 954.449 | 2530.5072 | 5.948 | 145071.45 | 6964.74
HPWH_PV | HPWH + 3kW PV |  | 240V Fed. Min. HPWH + 3kW PV | PGE | PGE | CZ16 | Pre1978 | CARE | Mixed-fuel | Mixed-fuel | 3407.78 | 179.714 | 13940.1604 | 18127.9956 | 5881.3044 | 687.4685 | N/A | 608.1546 | 18100.426 | 24895.8227 | 0.99848 | 1.3733 | N/A | N/A | N/A | N/A | 16292.1961 | 22992.4685 | 0.89873 | 1.2683 | 20.2775 | N/A | 22.9221 | 24009.3 | 1.3244 | 1.0253 | 14.43% | 5474.62 | 1127.66 | 3288.9045 | 7.1054 | 176490 | 2066.84
HPSH_PV | HPSH + 3kW PV |  | HPSH + 3kW PV | PGE | PGE | CZ16 | Pre1978 | CARE | Mixed-fuel | Mixed-fuel | -2985.9 | 776.352 | 12333.0609 | 15655.9942 | 25697.0558 | 211.6718 | N/A | 435.1329 | 15467.3879 | 41899.0034 | 0.98795 | 2.6762 | N/A | N/A | N/A | N/A | 20561.9438 | 47261.5651 | 1.3134 | 3.0188 | 58.265 | N/A | 28.3432 | 41353.05 | 2.6414 | 3.5043 | 55.12% | 4922.05 | 1006.06 | 2873.9978 | 6.3571 | 152891.4 | 7907.95
HPSH_RCV_300CFM | New HPSH |  | Heat Pump Space Heater | PGE | PGE | CZ01 | 1978-1991 | CARE | Mixed-fuel | Mixed-fuel | -4926.96 | 532.106 | 4041.1043 | 5555.6376 | 18581.3124 | -145.9305 | -19.4974 | N/A | 4037.8245 | 21979.7985 | 0.7268 | 3.9563 | 6920.295 | 25013.9051 | 1.2456 | 4.5024 | N/A | N/A | N/A | N/A | -27.692 | -207.2635 | N/A | 24136.95 | 4.3446 | 2.3971 | 49.23% | 3961.11 | 765.32 | 2203.2444 | 4.869 | 117709.95 | 8888.07
DFHP_RCV_300CFM_35F | DFHP, Existing Furnace 35F |  | Dual Fuel Heat Pump (existing furnace) | PGE | PGE | CZ01 | 1978-1991 | CARE | Mixed-fuel | Mixed-fuel | -3851.73 | 478.509 | 3324.5983 | 3512.2455 | 17821.9545 | 50.3685 | 104.0213 | N/A | 7866.1351 | 24451.9807 | 2.2396 | 6.9619 | 9089.3328 | 25739.5262 | 2.5879 | 7.3285 | N/A | N/A | N/A | N/A | 66.0056 | 31.9608 | N/A | 21334.2 | 6.0742 | 2.2737 | 45.95% | 3961.11 | 778.964 | 2230.103 | 4.9488 | 114818.4 | 7812.84
RaisedFloorInsulation_R19 | Raised Floor Insulation: R-19 |  | Raised Floor Insulation: R-19 | PGE | PGE | CZ01 | 1978-1991 | CARE | Mixed-fuel | Mixed-fuel | 128.97 | 185.258 | 3632.776 | 3632.776 | 19760.474 | 395.0469 | N/A | N/A | 11646.9485 | 18616.2554 | 3.2061 | 5.1245 | N/A | N/A | N/A | N/A | N/A | N/A | N/A | N/A | 9.1958 | N/A | N/A | 23393.25 | 6.4395 | 1.0967 | 20.82% | 4011.66 | 832.263 | 2348.6856 | 5.2669 | 129803.4 | 3882.69
RaisedFloorInsulation_R30 | Raised Floor Insulation: R-30vs0 |  | Raised Floor Insulation: R-30vsR0 | PGE | PGE | CZ01 | 1978-1991 | CARE | Mixed-fuel | Mixed-fuel | 146.55 | 211.592 | 4112.6252 | 4112.6252 | 22610.6248 | 451.1345 | N/A | N/A | 13302.3654 | 21265.6242 | 3.2345 | 5.1708 | N/A | N/A | N/A | N/A | N/A | N/A | N/A | N/A | 9.1162 | N/A | N/A | 26723.25 | 6.4979 | 1.2526 | 23.78% | 4011.66 | 832.263 | 2348.6856 | 5.2669 | 129803.4 | 3865.11
AtticInsulation_R38 | Attic Insulation: R-38 |  | Attic Insulation: R-38 | PGE | PGE | CZ01 | 1978-1991 | CARE | Mixed-fuel | Mixed-fuel | 35.59 | 23.416 | 2555.3859 | 2555.3859 | 641.4141 | 56.3356 | N/A | N/A | 1627.2507 | 2538.3062 | 0.63679 | 0.99332 | N/A | N/A | N/A | N/A | N/A | N/A | N/A | N/A | 45.3601 | N/A | N/A | 3196.8 | 1.251 | 0.14214 | 2.699% | 4011.66 | 832.263 | 2348.6856 | 5.2669 | 129803.4 | 3976.07
AtticInsulation_R49 | Attic Insulation: R-49 |  | Attic Insulation: R-49 | PGE | PGE | CZ01 | 1978-1991 | CARE | Mixed-fuel | Mixed-fuel | 40.13 | 28.906 | 3611.6191 | 3611.6191 | 317.7809 | 68.4752 | N/A | N/A | 1984.1595 | 3106.9235 | 0.54938 | 0.86026 | N/A | N/A | N/A | N/A | N/A | N/A | N/A | N/A | 52.7434 | N/A | N/A | 3929.4 | 1.088 | 0.17491 | 3.321% | 4011.66 | 832.263 | 2348.6856 | 5.2669 | 129803.4 | 3971.53
Windows_0.28UFactor0.35SHGC | New Windows: 0.28 U-factor, 0.35 SHGC |  | Window Upgrade: 0.28 vs 0.30 U-factor | PGE | PGE | CZ01 | 1978-1991 | CARE | Mixed-fuel | Mixed-fuel | 78.97 | 73.474 | 11871.2871 | 11871.2871 | -2131.0371 | 166.7676 | N/A | N/A | 4868.3461 | 7691.4215 | 0.41009 | 0.6479 | N/A | N/A | N/A | N/A | N/A | N/A | N/A | N/A | 71.1846 | N/A | N/A | 9740.25 | 0.82049 | 0.44223 | 8.396% | 4011.66 | 832.263 | 2348.6856 | 5.2669 | 129803.4 | 3932.69
Roof_RB | Roofing: Radiant Barrier |  | Radiant Barrier (at roof replacement) | PGE | PGE | CZ01 | 1978-1991 | CARE | Mixed-fuel | Mixed-fuel | 27.84 | 16.947 | 892.9455 | 892.9455 | 1404.7545 | 40.9728 | N/A | N/A | 1179.5292 | 1832.3769 | 1.3209 | 2.0521 | N/A | N/A | N/A | N/A | N/A | N/A | N/A | N/A | 21.7936 | N/A | N/A | 2297.7 | 2.5732 | 0.10302 | 1.956% | 4011.66 | 832.263 | 2348.6856 | 5.2669 | 129803.4 | 3983.82
Roof_0.20Ref | Roofing: Steep Sloped, 0.20 Ref. |  | 0.20 Solar Reflectance Cool Roof (at roof replacement) | PGE | PGE | CZ01 | 1978-1991 | CARE | Mixed-fuel | Mixed-fuel | -0.26 | -15.639 | 892.9455 | 1203.407 | -3051.557 | -30.0757 | N/A | N/A | -905.3582 | -1481.8321 | 0 | 0 | N/A | N/A | N/A | N/A | N/A | N/A | N/A | N/A | -29.69 | N/A | N/A | -1848.15 | 0 | -0.0909 | -1.726% | 4011.66 | 832.263 | 2348.6856 | 5.2669 | 129803.4 | 4011.92
Roof_0.25Ref | Roofing: Steep Sloped, 0.25 Ref. |  | 0.25 Solar Reflectance Cool Roof (at roof replacement) | PGE | PGE | CZ01 | 1978-1991 | CARE | Mixed-fuel | Mixed-fuel | -0.8 | -23.71 | 1785.8911 | 2406.8139 | -5220.6639 | -45.7035 | N/A | N/A | -1374.9768 | -2248.9797 | 0 | 0 | N/A | N/A | N/A | N/A | N/A | N/A | N/A | N/A | -39.0756 | N/A | N/A | -2813.85 | 0 | -0.13786 | -2.617% | 4011.66 | 832.263 | 2348.6856 | 5.2669 | 129803.4 | 4012.46
Ducts_R6 | New Ducts: R-6 |  | New Ducts: R-6 | PGE | PGE | CZ01 | 1978-1991 | CARE | Mixed-fuel | Mixed-fuel | 203.08 | 89.479 | 4808.3746 | 4808.3746 | 7729.0754 | 230.9987 | N/A | N/A | 6559.0222 | 10015.8444 | 1.3641 | 2.083 | N/A | N/A | N/A | N/A | N/A | N/A | N/A | N/A | 20.8156 | N/A | N/A | 12537.45 | 2.6074 | 0.54905 | 10.42% | 4011.66 | 832.263 | 2348.6856 | 5.2669 | 129803.4 | 3808.58
Ducts_R8 | New Ducts: R-8 |  | New Ducts: R-8 | PGE | PGE | CZ01 | 1978-1991 | CARE | Mixed-fuel | Mixed-fuel | 209.2 | 94.796 | 6311.1144 | 6311.1144 | 6925.6356 | 243.1243 | N/A | N/A | 6912.2917 | 10572.6426 | 1.0953 | 1.6752 | N/A | N/A | N/A | N/A | N/A | N/A | N/A | N/A | 25.9584 | N/A | N/A | 13236.75 | 2.0974 | 0.58096 | 11.03% | 4011.66 | 832.263 | 2348.6856 | 5.2669 | 129803.4 | 3802.46
DuctSealing_10% | Duct Sealing: 10% |  | Duct Sealing: 10% | PGE | PGE | CZ01 | 1978-1991 | CARE | Mixed-fuel | Mixed-fuel | 162.6 | 48.704 | 2589.5542 | 2589.5542 | 4619.8958 | 139.7619 | N/A | N/A | 3889.8412 | 5788.0197 | 1.5021 | 2.2351 | N/A | N/A | N/A | N/A | N/A | N/A | N/A | N/A | 18.5283 | N/A | N/A | 7209.45 | 2.7841 | 0.30524 | 5.795% | 4011.66 | 832.263 | 2348.6856 | 5.2669 | 129803.4 | 3849.06
HPWH | HPWH |  | 240V Fed. Min. HPWH | PGE | PGE | CZ01 | 1978-1991 | CARE | Mixed-fuel | Mixed-fuel | -1681.65 | 183.108 | 4332.0102 | 6553.7323 | 3519.5177 | -124.2102 | -56.1451 | N/A | -301.6256 | 5773.4676 | 0 | 0.88094 | 1250.1484 | 7406.8747 | 0.19075 | 1.1302 | N/A | N/A | N/A | N/A | -34.8765 | -77.1574 | N/A | 10073.25 | 1.537 | 0.90901 | 17.44% | 4011.66 | 822.957 | 2330.8117 | 5.2125 | 128687.85 | 5693.31
HPWH_HighEfficiency | High Efficiency HPWH |  | 240V Market Std. NEEA HPWH | PGE | PGE | CZ01 | 1978-1991 | CARE | Mixed-fuel | Mixed-fuel | -1252.59 | 183.442 | 5192.8306 | 7967.0806 | 5269.6694 | -4.0667 | 37.4508 | N/A | 2442.1217 | 8672.7936 | 0.30653 | 1.0886 | 3388.6546 | 9669.1201 | 0.42533 | 1.2136 | N/A | N/A | N/A | N/A | -1276.9177 | 138.6573 | N/A | 13236.75 | 1.6614 | 0.95635 | 18.35% | 4011.66 | 822.957 | 2330.8117 | 5.2125 | 128687.85 | 5264.25
HPWH_HighEfficiency_DR | High Efficiency HPWH with Demand Response |  | 240V Market Std. NEEA HPWH + DR | PGE | PGE | CZ01 | 1978-1991 | CARE | Mixed-fuel | Mixed-fuel | -1156.61 | 183.487 | 5192.8306 | 7967.0806 | 6568.3694 | 23.7576 | 63.4473 | N/A | 3077.1008 | 9342.6906 | 0.38623 | 1.1727 | 3981.9603 | 10295.1514 | 0.4998 | 1.2922 | N/A | N/A | N/A | N/A | 218.5751 | 81.8448 | N/A | 14535.45 | 1.8244 | 0.97952 | 18.79% | 4011.66 | 822.957 | 2330.8117 | 5.2125 | 128687.85 | 5168.27
HPWH_120V | 120V HPWH |  | 120V Market Std. NEEA HPWH | PGE | PGE | CZ01 | 1978-1991 | CARE | Mixed-fuel | Mixed-fuel | -1016.48 | 184.604 | 2892.8863 | 4272.7328 | 11361.6172 | 64.6895 | 94.1914 | N/A | 4025.9947 | 10379.3309 | 0.94225 | 2.4292 | 4698.5908 | 11087.3098 | 1.0997 | 2.5949 | N/A | N/A | N/A | N/A | 44.7196 | 30.7129 | N/A | 15634.35 | 3.6591 | 0.99884 | 19.16% | 4011.66 | 822.957 | 2330.8117 | 5.2125 | 128687.85 | 5028.14
HPWH_TankOutside | HPWH in Exterior Closet |  | 240V Fed. Min. HPWH, Exterior Closet | PGE | PGE | CZ01 | 1978-1991 | CARE | Mixed-fuel | Mixed-fuel | -1725.58 | 180.759 | 4751.0613 | 6972.7834 | 2501.0666 | -141.127 | -70.4166 | N/A | -720.0968 | 5254.0377 | 0 | 0.75351 | 891.9876 | 6950.9279 | 0.12792 | 0.99687 | N/A | N/A | N/A | N/A | -33.6651 | -67.4707 | N/A | 9473.85 | 1.3587 | 0.89031 | 17.08% | 4011.66 | 822.957 | 2330.8117 | 5.2125 | 128687.85 | 5737.24
HPWH_TankInside_NotDucted | HPWH in interior closet, not ducted |  | 240V Fed. Min. HPWH, Interior Closet, Not Ducted | PGE | PGE | CZ01 | 1978-1991 | CARE | Mixed-fuel | Mixed-fuel | -1246.3 | 115.293 | 4412.5691 | 6634.2911 | -1289.6411 | -134.5213 | -95.3866 | N/A | -1479.3272 | 2264.6011 | 0 | 0.34135 | -587.1188 | 3203.7452 | 0 | 0.48291 | N/A | N/A | N/A | N/A | -32.802 | -46.2598 | N/A | 5344.65 | 0.80561 | 0.5705 | 10.94% | 4011.66 | 822.957 | 2330.8117 | 5.2125 | 128687.85 | 5257.96
HPWH_TankInside_Ducted | HPWH in interior closet, ducted outside |  | 240V Fed. Min. HPWH, Interior Closet, Ducted | PGE | PGE | CZ01 | 1978-1991 | CARE | Mixed-fuel | Mixed-fuel | -1612.79 | 200.385 | 5491.8272 | 7713.5493 | 4923.8007 | -73.131 | -9.835 | N/A | 1102.2407 | 7827.3681 | 0.1429 | 1.0148 | 2545.2894 | 9346.3302 | 0.32998 | 1.2117 | N/A | N/A | N/A | N/A | -75.0957 | -558.3985 | N/A | 12637.35 | 1.6383 | 1.0185 | 19.54% | 4011.66 | 822.957 | 2330.8117 | 5.2125 | 128687.85 | 5624.45
HPSH_9.5HSPF2_17SEER2 | New HPSH 9.5 HSPF2, 17 SEER2 |  | High Efficiency HPSH | PGE | PGE | CZ01 | 1978-1991 | CARE | Mixed-fuel | Mixed-fuel | -4074.19 | 532.106 | 6971.8009 | 10367.4368 | 20246.3632 | 77.5625 | 151.0892 | N/A | 9133.106 | 27343.1239 | 0.88094 | 2.6374 | 10809.3967 | 29107.5981 | 1.0426 | 2.8076 | N/A | N/A | N/A | N/A | 89.8862 | 46.1436 | N/A | 30613.8 | 2.9529 | 2.5153 | 51.66% | 3961.11 | 765.32 | 2203.2444 | 4.869 | 117709.95 | 8035.3
MSHP | Ducted MSHP 9.5 HSPF2, 16.5 SEER2 |  | High Eff MSHP | PGE | PGE | CZ01 | 1978-1991 | CARE | Mixed-fuel | Mixed-fuel | -4074.19 | 532.106 | 3643.3589 | 6070.1044 | 24543.6956 | 77.5625 | 151.0892 | N/A | 9133.106 | 27343.1239 | 1.5046 | 4.5046 | 10809.3967 | 29107.5981 | 1.7808 | 4.7952 | N/A | N/A | N/A | N/A | 46.9732 | 24.114 | N/A | 30613.8 | 5.0434 | 2.5153 | 51.66% | 3961.11 | 765.32 | 2203.2444 | 4.869 | 117709.95 | 8035.3
PV_3kW | 3kW PV |  | 3kW PV | PGE | PGE | CZ01 | 1978-1991 | CARE | Mixed-fuel | Mixed-fuel | 3848.723 | 0 | 9608.1502 | 11574.2633 | -3748.7633 | 502.6223 | N/A | 410.0921 | 11458.9816 | 12061.7962 | 0.99004 | 1.0421 | N/A | N/A | N/A | N/A | 9349.4407 | 9841.2802 | 0.80778 | 0.85027 | 19.116 | N/A | 23.4293 | 7825.5 | 0.67611 | 0.097 | 1.842% | 4011.66 | 832.263 | 2348.6856 | 5.2669 | 129803.4 | 162.937
AE | All Electric |  | All Electric | PGE | PGE | CZ01 | 1978-1991 | CARE | All Electric | Mixed-fuel | -7620.14 | 832.263 | 9323.1145 | 13059.3699 | 32211.9801 | -448.0106 | -156.3558 | N/A | 487.428 | 26274.8146 | 0.037324 | 2.012 | 7136.69 | 33273.8697 | 0.54648 | 2.5479 | N/A | N/A | N/A | N/A | -20.81 | -59.6276 | N/A | 45271.35 | 3.4666 | 3.9167 | 74.36% | 4011.66 | 832.263 | 2348.6856 | 5.2669 | 129803.4 | 11631.8
VCHP_base | Base VCHP |  | Base VCHP | PGE | PGE | CZ01 | 1978-1991 | CARE | Mixed-fuel | Mixed-fuel | -3691.9 | 480.503 | 9055.6753 | 14448.4937 | 16503.8563 | 69.1021 | 90.1232 | N/A | 8194.1388 | 24558.6868 | 0.56713 | 1.6997 | 8673.3853 | 25063.1448 | 0.6003 | 1.7347 | N/A | N/A | N/A | N/A | 131.0477 | 100.4811 | N/A | 30952.35 | 2.1423 | 2.2864 | 50.74% | 3465.73 | 713.717 | 1967.9111 | 4.5058 | 111172.05 | 7157.63
VCHP_Fujitsu48 | Fujitsu 48 VCHP |  | Fujitsu 48 VCHP | PGE | PGE | CZ01 | 1978-1991 | CARE | Mixed-fuel | Mixed-fuel | -1322.49 | 480.503 | 12639.7411 | 20333.035 | 28884.365 | 658.1807 | 562.5231 | N/A | 21624.1833 | 38695.2363 | 1.0635 | 1.9031 | 19443.3441 | 36399.6712 | 0.95624 | 1.7902 | N/A | N/A | N/A | N/A | 19.2041 | 22.4697 | N/A | 49217.4 | 2.4206 | 2.625 | 58.26% | 3465.73 | 713.717 | 1967.9111 | 4.5058 | 111172.05 | 4788.22
HPWH_PV | HPWH + 3kW PV |  | 240V Fed. Min. HPWH + 3kW PV | PGE | PGE | CZ01 | 1978-1991 | CARE | Mixed-fuel | Mixed-fuel | 2167.08 | 183.108 | 13940.1604 | 18127.9956 | 1835.3544 | 489.8213 | N/A | 457.6529 | 13697.3066 | 20508.8317 | 0.75559 | 1.1313 | N/A | N/A | N/A | N/A | 12963.9175 | 19736.8617 | 0.71513 | 1.0888 | 28.4597 | N/A | 30.4601 | 19963.35 | 1.1012 | 1.006 | 19.3% | 4011.66 | 822.957 | 2330.8117 | 5.2125 | 128687.85 | 1844.58
HPSH_PV | HPSH + 3kW PV |  | HPSH + 3kW PV | PGE | PGE | CZ01 | 1978-1991 | CARE | Mixed-fuel | Mixed-fuel | -1078.24 | 532.106 | 13649.2545 | 17129.9009 | 15648.3991 | 375.5477 | N/A | 450.9792 | 15926.6905 | 34494.0937 | 0.92976 | 2.0137 | N/A | N/A | N/A | N/A | 17646.4076 | 36304.2788 | 1.0302 | 2.1194 | 36.3449 | N/A | 30.2658 | 32778.3 | 1.9135 | 2.4941 | 51.23% | 3961.11 | 765.32 | 2203.2444 | 4.869 | 117709.95 | 5039.35
HPSH_RCV_300CFM | New HPSH |  | Heat Pump Space Heater | PGE | PGE | CZ02 | 1978-1991 | CARE | Mixed-fuel | Mixed-fuel | -2501.05 | 256.955 | 1096.1794 | 1898.4186 | 8274.7314 | -157.1953 | -119.2655 | N/A | -188.0818 | 7976.6589 | 0 | 4.2017 | 676.6572 | 8886.8887 | 0.35643 | 4.6812 | N/A | N/A | N/A | N/A | -6.9734 | -9.1911 | N/A | 10173.15 | 5.3587 | 1.0793 | 33.8% | 3965.45 | 479.315 | 1620.5402 | 3.1935 | 84731.85 | 6466.5
DFHP_RCV_300CFM_35F | DFHP, Existing Furnace 35F |  | Dual Fuel Heat Pump (existing furnace) | PGE | PGE | CZ02 | 1978-1991 | CARE | Mixed-fuel | Mixed-fuel | -1748.24 | 206.884 | 1987.2433 | 810.8035 | 7619.6465 | -41.3919 | -55.6964 | N/A | 1837.9876 | 8631.0613 | 2.2669 | 10.6451 | 1511.8685 | 8287.7863 | 1.8647 | 10.2217 | N/A | N/A | N/A | N/A | -48.0104 | -35.6799 | N/A | 8430.45 | 10.3976 | 0.92475 | 28.61% | 3965.45 | 485.904 | 1633.6596 | 3.232 | 83311.05 | 5713.69
RaisedFloorInsulation_R19 | Raised Floor Insulation: R-19 |  | Raised Floor Insulation: R-19 | PGE | PGE | CZ02 | 1978-1991 | CARE | Mixed-fuel | Mixed-fuel | -266.53 | 86.163 | 3632.776 | 3632.776 | 5891.024 | 81.1377 | N/A | N/A | 3098.3606 | 6267.0381 | 0.85289 | 1.7251 | N/A | N/A | N/A | N/A | N/A | N/A | N/A | N/A | 44.773 | N/A | N/A | 9523.8 | 2.6216 | 0.50092 | 13.91% | 4453.47 | 543.043 | 1901.087 | 3.6 | 97352.55 | 4720
RaisedFloorInsulation_R30 | Raised Floor Insulation: R-30vs0 |  | Raised Floor Insulation: R-30vsR0 | PGE | PGE | CZ02 | 1978-1991 | CARE | Mixed-fuel | Mixed-fuel | -322.52 | 99.224 | 4112.6252 | 4112.6252 | 6793.1248 | 88.3829 | N/A | N/A | 3450.5558 | 7087.9689 | 0.83902 | 1.7235 | N/A | N/A | N/A | N/A | N/A | N/A | N/A | N/A | 46.5319 | N/A | N/A | 10905.75 | 2.6518 | 0.57646 | 16.01% | 4453.47 | 543.043 | 1901.087 | 3.6 | 97352.55 | 4775.99
AtticInsulation_R38 | Attic Insulation: R-38 |  | Attic Insulation: R-38 | PGE | PGE | CZ02 | 1978-1991 | CARE | Mixed-fuel | Mixed-fuel | 134.77 | 15.331 | 2555.3859 | 2555.3859 | 158.5641 | 73.2537 | N/A | N/A | 1895.5313 | 2538.0159 | 0.74178 | 0.9932 | N/A | N/A | N/A | N/A | N/A | N/A | N/A | N/A | 34.884 | N/A | N/A | 2713.95 | 1.0621 | 0.09895 | 2.909% | 4132.44 | 512.269 | 1737.9947 | 3.4012 | 91624.95 | 3997.67
AtticInsulation_R49 | Attic Insulation: R-49 |  | Attic Insulation: R-49 | PGE | PGE | CZ02 | 1978-1991 | CARE | Mixed-fuel | Mixed-fuel | 160.01 | 18.98 | 3611.6191 | 3611.6191 | -281.6191 | 88.3864 | N/A | N/A | 2294.0897 | 3086.4721 | 0.6352 | 0.8546 | N/A | N/A | N/A | N/A | N/A | N/A | N/A | N/A | 40.8617 | N/A | N/A | 3330 | 0.92202 | 0.12204 | 3.588% | 4132.44 | 512.269 | 1737.9947 | 3.4012 | 91624.95 | 3972.43
Windows_0.28UFactor0.23SHGC | New Windows: 0.28 U-factor, 0.23 SHGC |  | Window Upgrade: 0.28 vs 0.30 U-factor | PGE | PGE | CZ02 | 1978-1991 | CARE | Mixed-fuel | Mixed-fuel | 265.89 | 20.378 | 11462.7824 | 11462.7824 | -7217.0324 | 124.7198 | N/A | N/A | 3146.9612 | 4043.2586 | 0.27454 | 0.35273 | N/A | N/A | N/A | N/A | N/A | N/A | N/A | N/A | 91.9083 | N/A | N/A | 4245.75 | 0.37039 | 0.14089 | 4.142% | 4132.44 | 512.269 | 1737.9947 | 3.4012 | 91624.95 | 3866.55
Roof_RB | Roofing: Radiant Barrier |  | Radiant Barrier (at roof replacement) | PGE | PGE | CZ02 | 1978-1991 | CARE | Mixed-fuel | Mixed-fuel | 104.11 | 10.178 | 892.9455 | 892.9455 | 1005.1545 | 52.5462 | N/A | N/A | 1346.8398 | 1776.0765 | 1.5083 | 1.989 | N/A | N/A | N/A | N/A | N/A | N/A | N/A | N/A | 16.9935 | N/A | N/A | 1898.1 | 2.1257 | 0.06742 | 1.982% | 4132.44 | 512.269 | 1737.9947 | 3.4012 | 91624.95 | 4028.33
Roof_0.20Ref | Roofing: Steep Sloped, 0.20 Ref. |  | 0.20 Solar Reflectance Cool Roof (at roof replacement) | PGE | PGE | CZ02 | 1978-1991 | CARE | Mixed-fuel | Mixed-fuel | 78.29 | -9.851 | 892.9455 | 1203.407 | -1985.957 | 5.955 | N/A | N/A | -5.6929 | -346.5281 | 0 | 0 | N/A | N/A | N/A | N/A | N/A | N/A | N/A | N/A | 149.9488 | N/A | N/A | -782.55 | 0 | -0.05302 | -1.559% | 4132.44 | 512.269 | 1737.9947 | 3.4012 | 91624.95 | 4054.15
Roof_0.25Ref | Roofing: Steep Sloped, 0.25 Ref. |  | 0.25 Solar Reflectance Cool Roof (at roof replacement) | PGE | PGE | CZ02 | 1978-1991 | CARE | Mixed-fuel | Mixed-fuel | 108.4 | -14.967 | 1785.8911 | 2406.8139 | -3655.5639 | 5.9927 | N/A | N/A | -78.256 | -599.6586 | 0 | 0 | N/A | N/A | N/A | N/A | N/A | N/A | N/A | N/A | 298.0133 | N/A | N/A | -1248.75 | 0 | -0.08143 | -2.394% | 4132.44 | 512.269 | 1737.9947 | 3.4012 | 91624.95 | 4024.04
Ducts_R6 | New Ducts: R-6 |  | New Ducts: R-6 | PGE | PGE | CZ02 | 1978-1991 | CARE | Mixed-fuel | Mixed-fuel | 235.66 | 47.425 | 4808.3746 | 4808.3746 | 2784.0254 | 162.8637 | N/A | N/A | 4405.7107 | 6304.9931 | 0.91626 | 1.3113 | N/A | N/A | N/A | N/A | N/A | N/A | N/A | N/A | 29.5239 | N/A | N/A | 7592.4 | 1.579 | 0.30444 | 8.951% | 4132.44 | 512.269 | 1737.9947 | 3.4012 | 91624.95 | 3896.78
Ducts_R8 | New Ducts: R-8 |  | New Ducts: R-8 | PGE | PGE | CZ02 | 1978-1991 | CARE | Mixed-fuel | Mixed-fuel | 242.03 | 50.582 | 6311.1144 | 6311.1144 | 1714.1856 | 171.099 | N/A | N/A | 4639.5661 | 6662.1349 | 0.73514 | 1.0556 | N/A | N/A | N/A | N/A | N/A | N/A | N/A | N/A | 36.8857 | N/A | N/A | 8025.3 | 1.2716 | 0.3235 | 9.511% | 4132.44 | 512.269 | 1737.9947 | 3.4012 | 91624.95 | 3890.41
DuctSealing_10% | Duct Sealing: 10% |  | Duct Sealing: 10% | PGE | PGE | CZ02 | 1978-1991 | CARE | Mixed-fuel | Mixed-fuel | 174.89 | 24.147 | 2589.5542 | 2589.5542 | 1672.8458 | 98.7125 | N/A | N/A | 2603.1837 | 3589.1856 | 1.0053 | 1.386 | N/A | N/A | N/A | N/A | N/A | N/A | N/A | N/A | 26.2333 | N/A | N/A | 4262.4 | 1.646 | 0.16165 | 4.753% | 4132.44 | 512.269 | 1737.9947 | 3.4012 | 91624.95 | 3957.55
HPWH | HPWH |  | 240V Fed. Min. HPWH | PGE | PGE | CZ02 | 1978-1991 | CARE | Mixed-fuel | Mixed-fuel | -1584.17 | 171.5 | 4332.0102 | 6553.7323 | 2903.4677 | -133.7585 | -121.767 | N/A | -815.7505 | 4518.6718 | 0 | 0.68948 | -542.3642 | 4806.4399 | 0 | 0.73339 | N/A | N/A | N/A | N/A | -32.3868 | -35.5762 | N/A | 9457.2 | 1.443 | 0.84718 | 25.31% | 4132.44 | 503.13 | 1720.431 | 3.3478 | 90526.05 | 5716.61
HPWH_HighEfficiency | High Efficiency HPWH |  | 240V Market Std. NEEA HPWH | PGE | PGE | CZ02 | 1978-1991 | CARE | Mixed-fuel | Mixed-fuel | -1206.55 | 171.705 | 5192.8306 | 7967.0806 | 4220.7194 | -28.7459 | -40.5996 | N/A | 1581.1819 | 7048.4724 | 0.19846 | 0.8847 | 1310.9378 | 6764.0117 | 0.16454 | 0.849 | N/A | N/A | N/A | N/A | -180.6457 | -127.9036 | N/A | 12187.8 | 1.5298 | 0.88682 | 26.49% | 4132.44 | 503.13 | 1720.431 | 3.3478 | 90526.05 | 5338.99
HPWH_HighEfficiency_DR | High Efficiency HPWH with Demand Response |  | 240V Market Std. NEEA HPWH + DR | PGE | PGE | CZ02 | 1978-1991 | CARE | Mixed-fuel | Mixed-fuel | -1061.09 | 171.736 | 5192.8306 | 7967.0806 | 5669.2694 | 12.4055 | -5.5418 | N/A | 2519.7938 | 8037.4873 | 0.31628 | 1.0088 | 2110.6251 | 7606.7938 | 0.26492 | 0.95478 | N/A | N/A | N/A | N/A | 418.5925 | -937.0291 | N/A | 13636.35 | 1.7116 | 0.90974 | 27.17% | 4132.44 | 503.13 | 1720.431 | 3.3478 | 90526.05 | 5193.53
HPWH_120V | 120V HPWH |  | 120V Market Std. NEEA HPWH | PGE | PGE | CZ02 | 1978-1991 | CARE | Mixed-fuel | Mixed-fuel | -953.09 | 172.249 | 2892.8863 | 4272.7328 | 10262.7172 | 42.3222 | 16.1902 | N/A | 3208.8577 | 8779.6781 | 0.75101 | 2.0548 | 2613.0898 | 8152.5691 | 0.61157 | 1.908 | N/A | N/A | N/A | N/A | 68.3539 | 178.6819 | N/A | 14535.45 | 3.4019 | 0.93062 | 27.8% | 4132.44 | 503.13 | 1720.431 | 3.3478 | 90526.05 | 5085.53
HPWH_TankOutside | HPWH in Exterior Closet |  | 240V Fed. Min. HPWH, Exterior Closet | PGE | PGE | CZ02 | 1978-1991 | CARE | Mixed-fuel | Mixed-fuel | -1615.62 | 170.072 | 4751.0613 | 6972.7834 | 2051.5166 | -145.2268 | -131.3843 | N/A | -1096.7922 | 4175.7004 | 0 | 0.59886 | -781.2061 | 4507.8883 | 0 | 0.6465 | N/A | N/A | N/A | N/A | -32.7148 | -36.1616 | N/A | 9024.3 | 1.2942 | 0.83418 | 24.92% | 4132.44 | 503.13 | 1720.431 | 3.3478 | 90526.05 | 5748.06
HPWH_TankInside_NotDucted | HPWH in interior closet, not ducted |  | 240V Fed. Min. HPWH, Interior Closet, Not Ducted | PGE | PGE | CZ02 | 1978-1991 | CARE | Mixed-fuel | Mixed-fuel | -1113.16 | 131.555 | 4412.5691 | 6634.2911 | 1324.4089 | -74.5407 | -88.2724 | N/A | -8.4123 | 4061.938 | 0 | 0.61226 | -321.4751 | 3732.4061 | 0 | 0.56259 | N/A | N/A | N/A | N/A | -59.1968 | -49.9881 | N/A | 7958.7 | 1.1996 | 0.67102 | 20.04% | 4132.44 | 503.13 | 1720.431 | 3.3478 | 90526.05 | 5245.6
HPWH_TankInside_Ducted | HPWH in interior closet, ducted outside |  | 240V Fed. Min. HPWH, Interior Closet, Ducted | PGE | PGE | CZ02 | 1978-1991 | CARE | Mixed-fuel | Mixed-fuel | -1557.91 | 181.598 | 5491.8272 | 7713.5493 | 3242.1507 | -110.0257 | -101.9838 | N/A | -137.1727 | 5563.9749 | 0 | 0.72132 | 46.1709 | 5756.9635 | 0.0059857 | 0.74634 | N/A | N/A | N/A | N/A | -49.914 | -53.85 | N/A | 10955.7 | 1.4203 | 0.91248 | 27.26% | 4132.44 | 503.13 | 1720.431 | 3.3478 | 90526.05 | 5690.35
HPSH_9.5HSPF2_17SEER2 | New HPSH 9.5 HSPF2, 17 SEER2 |  | High Efficiency HPSH | PGE | PGE | CZ02 | 1978-1991 | CARE | Mixed-fuel | Mixed-fuel | -2047.13 | 256.955 | 4049.8042 | 6747.8627 | 7088.2873 | -35.7559 | -27.7887 | N/A | 2580.5402 | 10890.9279 | 0.38242 | 1.614 | 2762.1817 | 11082.1249 | 0.40934 | 1.6423 | N/A | N/A | N/A | N/A | -113.2624 | -145.7359 | N/A | 13836.15 | 2.0504 | 1.1538 | 36.13% | 3965.45 | 479.315 | 1620.5402 | 3.1935 | 84731.85 | 6012.58
MSHP | Ducted MSHP 9.5 HSPF2, 16.5 SEER2 |  | High Eff MSHP | PGE | PGE | CZ02 | 1978-1991 | CARE | Mixed-fuel | Mixed-fuel | -2047.32 | 256.955 | 1431.3643 | 3090.6078 | 10745.5422 | -35.8446 | -27.8987 | N/A | 2578.518 | 10888.7993 | 0.83431 | 3.5232 | 2759.6728 | 11079.4839 | 0.89292 | 3.5849 | N/A | N/A | N/A | N/A | -39.9324 | -51.3058 | N/A | 13836.15 | 4.4768 | 1.1538 | 36.13% | 3965.45 | 479.315 | 1620.5402 | 3.1935 | 84731.85 | 6012.77
PV_3kW | 3kW PV |  | 3kW PV | PGE | PGE | CZ02 | 1978-1991 | CARE | Mixed-fuel | Mixed-fuel | 4132.4398 | 0 | 9608.1502 | 11574.2633 | -3365.8133 | 509.8151 | N/A | 388.0403 | 11622.9653 | 12234.4065 | 1.0042 | 1.057 | N/A | N/A | N/A | N/A | 8846.6954 | 9312.0873 | 0.76434 | 0.80455 | 18.8463 | N/A | 24.7607 | 8208.45 | 0.7092 | 0.09954 | 2.927% | 4132.44 | 512.269 | 1737.9947 | 3.4012 | 91624.95 | 0.00017534
AE | All Electric |  | All Electric | PGE | PGE | CZ02 | 1978-1991 | CARE | All Electric | Mixed-fuel | -4973.28 | 512.269 | 6378.1896 | 9402.1509 | 16238.8491 | -455.4928 | -269.7724 | N/A | -4233.8114 | 10350.2507 | 0 | 1.1008 | 0.31572 | 14807.1195 | 3.358e-05 | 1.5749 | N/A | N/A | N/A | N/A | -14.0028 | -23.6429 | N/A | 25641 | 2.7271 | 2.3515 | 69.14% | 4132.44 | 512.269 | 1737.9947 | 3.4012 | 91624.95 | 9105.72
VCHP_base | Base VCHP |  | Base VCHP | PGE | PGE | CZ02 | 1978-1991 | CARE | Mixed-fuel | Mixed-fuel | -1795.3 | 223.131 | 11081.0734 | 17976.4839 | -4606.5339 | -36.8586 | -61.335 | N/A | 2064.8454 | 9167.1709 | 0.11486 | 0.50995 | 1506.8239 | 8579.794 | 0.083822 | 0.47728 | N/A | N/A | N/A | N/A | -300.6374 | -180.6649 | N/A | 13369.95 | 0.74375 | 1.0032 | 33.95% | 3672.46 | 445.491 | 1473.9423 | 2.9554 | 79969.95 | 5467.76
VCHP_Fujitsu48 | Fujitsu 48 VCHP |  | Fujitsu 48 VCHP | PGE | PGE | CZ02 | 1978-1991 | CARE | Mixed-fuel | Mixed-fuel | -548.55 | 223.131 | 14838.0577 | 24144.9334 | -701.7334 | 284.6879 | 188.0221 | N/A | 9395.59 | 16883.5588 | 0.38913 | 0.69926 | 7191.7655 | 14563.7993 | 0.29786 | 0.60318 | N/A | N/A | N/A | N/A | 52.1204 | 78.9165 | N/A | 23443.2 | 0.97094 | 1.2084 | 40.89% | 3672.46 | 445.491 | 1473.9423 | 2.9554 | 79969.95 | 4221.01
HPWH_PV | HPWH + 3kW PV |  | 240V Fed. Min. HPWH + 3kW PV | PGE | PGE | CZ02 | 1978-1991 | CARE | Mixed-fuel | Mixed-fuel | 2964.3 | 171.5 | 13940.1604 | 18127.9956 | 1935.2544 | 532.787 | N/A | 452.0669 | 14380.4163 | 20514.2527 | 0.79327 | 1.1316 | N/A | N/A | N/A | N/A | 12540.1278 | 18577.1534 | 0.69175 | 1.0248 | 26.1646 | N/A | 30.8365 | 20063.25 | 1.1068 | 0.95674 | 28.58% | 4132.44 | 503.13 | 1720.431 | 3.3478 | 90526.05 | 1168.14
HPSH_PV | HPSH + 3kW PV |  | HPSH + 3kW PV | PGE | PGE | CZ02 | 1978-1991 | CARE | Mixed-fuel | Mixed-fuel | 2047.42 | 256.955 | 10704.3296 | 13472.6819 | 5491.6681 | 402.5742 | N/A | 394.8316 | 12573.7646 | 21409.8587 | 0.93328 | 1.5891 | N/A | N/A | N/A | N/A | 12397.2462 | 21224.0544 | 0.92018 | 1.5753 | 26.5897 | N/A | 27.1111 | 18964.35 | 1.4076 | 1.1888 | 37.23% | 3965.45 | 479.315 | 1620.5402 | 3.1935 | 84731.85 | 1918.03
HPSH_RCV_300CFM | New HPSH |  | Heat Pump Space Heater | PGE | PGE | CZ03 | 1978-1991 | CARE | Mixed-fuel | Mixed-fuel | -1632.25 | 187.262 | 944.4874 | 1340.6188 | 6956.6312 | -30.4759 | -30.9114 | N/A | 1773.418 | 7808.5446 | 1.3228 | 5.8246 | 1763.4883 | 7798.0925 | 1.3154 | 5.8168 | N/A | N/A | N/A | N/A | -30.9913 | -30.5546 | N/A | 8297.25 | 6.1891 | 0.80245 | 29.16% | 3704.55 | 407.769 | 1459.1157 | 2.7522 | 74697.45 | 5336.8
DFHP_RCV_300CFM_35F | DFHP, Existing Furnace 35F |  | Dual Fuel Heat Pump (existing furnace) | PGE | PGE | CZ03 | 1978-1991 | CARE | Mixed-fuel | Mixed-fuel | -1390.21 | 179.841 | 2041.2301 | 541.5984 | 6906.5016 | 22.0568 | 4.9719 | N/A | 2887.4506 | 8779.8578 | 5.3314 | 16.211 | 2497.9408 | 8369.8573 | 4.6122 | 15.454 | N/A | N/A | N/A | N/A | 92.5441 | 410.5553 | N/A | 7448.1 | 13.7521 | 0.80853 | 29.08% | 3704.55 | 412.571 | 1468.5614 | 2.7803 | 73654.05 | 5094.76
RaisedFloorInsulation_R19 | Raised Floor Insulation: R-19 |  | Raised Floor Insulation: R-19 | PGE | PGE | CZ03 | 1978-1991 | CARE | Mixed-fuel | Mixed-fuel | -46.2 | 91.608 | 3632.776 | 3632.776 | 7689.224 | 161.3028 | N/A | N/A | 4984.5774 | 8393.5066 | 1.3721 | 2.3105 | N/A | N/A | N/A | N/A | N/A | N/A | N/A | N/A | 22.5215 | N/A | N/A | 11322 | 3.1166 | 0.54063 | 16.9% | 3823.71 | 481.555 | 1637.8326 | 3.1982 | 86147.1 | 3869.91
RaisedFloorInsulation_R30 | Raised Floor Insulation: R-30vs0 |  | Raised Floor Insulation: R-30vsR0 | PGE | PGE | CZ03 | 1978-1991 | CARE | Mixed-fuel | Mixed-fuel | -64.74 | 104.239 | 4112.6252 | 4112.6252 | 8707.8748 | 179.4261 | N/A | N/A | 5573.9073 | 9437.8831 | 1.3553 | 2.2949 | N/A | N/A | N/A | N/A | N/A | N/A | N/A | N/A | 22.921 | N/A | N/A | 12820.5 | 3.1174 | 0.61483 | 19.22% | 3823.71 | 481.555 | 1637.8326 | 3.1982 | 86147.1 | 3888.45
AtticInsulation_R38 | Attic Insulation: R-38 |  | Attic Insulation: R-38 | PGE | PGE | CZ03 | 1978-1991 | CARE | Mixed-fuel | Mixed-fuel | 25.43 | 14.179 | 2555.3859 | 2555.3859 | -557.3859 | 35.1464 | N/A | N/A | 1004.5498 | 1546.7305 | 0.39311 | 0.60528 | N/A | N/A | N/A | N/A | N/A | N/A | N/A | N/A | 72.7069 | N/A | N/A | 1998 | 0.78188 | 0.08619 | 2.981% | 3733.91 | 430.804 | 1512.7823 | 2.8911 | 79087.5 | 3708.48
AtticInsulation_R49 | Attic Insulation: R-49 |  | Attic Insulation: R-49 | PGE | PGE | CZ03 | 1978-1991 | CARE | Mixed-fuel | Mixed-fuel | 32.07 | 17.536 | 3611.6191 | 3611.6191 | -1147.4191 | 43.5673 | N/A | N/A | 1244.5898 | 1915.0887 | 0.34461 | 0.53026 | N/A | N/A | N/A | N/A | N/A | N/A | N/A | N/A | 82.8975 | N/A | N/A | 2464.2 | 0.6823 | 0.10675 | 3.692% | 3733.91 | 430.804 | 1512.7823 | 2.8911 | 79087.5 | 3701.84
Windows_0.28UFactor0.35SHGC | New Windows: 0.28 U-factor, 0.35 SHGC |  | Window Upgrade: 0.28 vs 0.30 U-factor | PGE | PGE | CZ03 | 1978-1991 | CARE | Mixed-fuel | Mixed-fuel | 59.33 | 29.655 | 11871.2871 | 11871.2871 | -7608.8871 | 75.4548 | N/A | N/A | 2147.3035 | 3288.3315 | 0.18088 | 0.277 | N/A | N/A | N/A | N/A | N/A | N/A | N/A | N/A | 157.3298 | N/A | N/A | 4262.4 | 0.35905 | 0.18242 | 6.31% | 3733.91 | 430.804 | 1512.7823 | 2.8911 | 79087.5 | 3674.58
Roof_RB | Roofing: Radiant Barrier |  | Radiant Barrier (at roof replacement) | PGE | PGE | CZ03 | 1978-1991 | CARE | Mixed-fuel | Mixed-fuel | 19.06 | 8.412 | 892.9455 | 892.9455 | 322.5045 | 21.9513 | N/A | N/A | 621.1359 | 944.3319 | 0.6956 | 1.0575 | N/A | N/A | N/A | N/A | N/A | N/A | N/A | N/A | 40.6785 | N/A | N/A | 1215.45 | 1.3612 | 0.05176 | 1.79% | 3733.91 | 430.804 | 1512.7823 | 2.8911 | 79087.5 | 3714.85
Roof_0.20Ref | Roofing: Steep Sloped, 0.20 Ref. |  | 0.20 Solar Reflectance Cool Roof (at roof replacement) | PGE | PGE | CZ03 | 1978-1991 | CARE | Mixed-fuel | Mixed-fuel | 5.48 | -7.458 | 892.9455 | 1203.407 | -2085.857 | -12.3762 | N/A | N/A | -387.0723 | -659.9993 | 0 | 0 | N/A | N/A | N/A | N/A | N/A | N/A | N/A | N/A | -72.1502 | N/A | N/A | -882.45 | 0 | -0.04319 | -1.494% | 3733.91 | 430.804 | 1512.7823 | 2.8911 | 79087.5 | 3728.43
Roof_0.25Ref | Roofing: Steep Sloped, 0.25 Ref. |  | 0.25 Solar Reflectance Cool Roof (at roof replacement) | PGE | PGE | CZ03 | 1978-1991 | CARE | Mixed-fuel | Mixed-fuel | 9.52 | -11.309 | 1785.8911 | 2406.8139 | -3738.8139 | -18.4786 | N/A | N/A | -580.3608 | -993.844 | 0 | 0 | N/A | N/A | N/A | N/A | N/A | N/A | N/A | N/A | -96.6462 | N/A | N/A | -1332 | 0 | -0.0652 | -2.255% | 3733.91 | 430.804 | 1512.7823 | 2.8911 | 79087.5 | 3724.39
Ducts_R6 | New Ducts: R-6 |  | New Ducts: R-6 | PGE | PGE | CZ03 | 1978-1991 | CARE | Mixed-fuel | Mixed-fuel | 90.07 | 35.165 | 4808.3746 | 4808.3746 | 369.7754 | 93.6289 | N/A | N/A | 2641.8454 | 4001.9579 | 0.54943 | 0.83229 | N/A | N/A | N/A | N/A | N/A | N/A | N/A | N/A | 51.3556 | N/A | N/A | 5178.15 | 1.0769 | 0.21966 | 7.598% | 3733.91 | 430.804 | 1512.7823 | 2.8911 | 79087.5 | 3643.84
Ducts_R8 | New Ducts: R-8 |  | New Ducts: R-8 | PGE | PGE | CZ03 | 1978-1991 | CARE | Mixed-fuel | Mixed-fuel | 93.66 | 37.79 | 6311.1144 | 6311.1144 | -766.6644 | 99.7703 | N/A | N/A | 2819.7236 | 4280.3464 | 0.44679 | 0.67822 | N/A | N/A | N/A | N/A | N/A | N/A | N/A | N/A | 63.2564 | N/A | N/A | 5544.45 | 0.87852 | 0.23559 | 8.149% | 3733.91 | 430.804 | 1512.7823 | 2.8911 | 79087.5 | 3640.25
DuctSealing_10% | Duct Sealing: 10% |  | Duct Sealing: 10% | PGE | PGE | CZ03 | 1978-1991 | CARE | Mixed-fuel | Mixed-fuel | 66.84 | 16.616 | 2589.5542 | 2589.5542 | 57.7958 | 50.7934 | N/A | N/A | 1397.7011 | 2048.2506 | 0.53975 | 0.79097 | N/A | N/A | N/A | N/A | N/A | N/A | N/A | N/A | 50.9821 | N/A | N/A | 2647.35 | 1.0223 | 0.10754 | 3.72% | 3733.91 | 430.804 | 1512.7823 | 2.8911 | 79087.5 | 3667.07
HPWH | HPWH |  | 240V Fed. Min. HPWH | PGE | PGE | CZ03 | 1978-1991 | CARE | Mixed-fuel | Mixed-fuel | -1362.54 | 169.395 | 4332.0102 | 6553.7323 | 4302.0677 | -88.7536 | -49.5539 | N/A | 120.6341 | 5288.4847 | 0.018407 | 0.80694 | 1014.3236 | 6229.188 | 0.15477 | 0.95048 | N/A | N/A | N/A | N/A | -48.8094 | -87.4201 | N/A | 10855.8 | 1.6564 | 0.8639 | 30.44% | 3733.91 | 421.693 | 1496.1419 | 2.8379 | 77988.6 | 5096.45
HPWH_HighEfficiency | High Efficiency HPWH |  | 240V Market Std. NEEA HPWH | PGE | PGE | CZ03 | 1978-1991 | CARE | Mixed-fuel | Mixed-fuel | -1047.81 | 169.569 | 5192.8306 | 7967.0806 | 5219.7194 | -0.37632 | 19.8217 | N/A | 2137.847 | 7417.4807 | 0.26834 | 0.93102 | 2598.3288 | 7902.1868 | 0.32613 | 0.99185 | N/A | N/A | N/A | N/A | -13799.0319 | 261.9774 | N/A | 13186.8 | 1.6552 | 0.90111 | 31.75% | 3733.91 | 421.693 | 1496.1419 | 2.8379 | 77988.6 | 4781.72
HPWH_HighEfficiency_DR | High Efficiency HPWH with Demand Response |  | 240V Market Std. NEEA HPWH + DR | PGE | PGE | CZ03 | 1978-1991 | CARE | Mixed-fuel | Mixed-fuel | -970.96 | 169.592 | 5192.8306 | 7967.0806 | 6218.7194 | 22.2007 | 41.0699 | N/A | 2652.8768 | 7960.3481 | 0.33298 | 0.99915 | 3083.064 | 8413.1659 | 0.38698 | 1.056 | N/A | N/A | N/A | N/A | 233.9034 | 126.4387 | N/A | 14185.8 | 1.7806 | 0.91727 | 32.32% | 3733.91 | 421.693 | 1496.1419 | 2.8379 | 77988.6 | 4704.87
HPWH_120V | 120V HPWH |  | 120V Market Std. NEEA HPWH | PGE | PGE | CZ03 | 1978-1991 | CARE | Mixed-fuel | Mixed-fuel | -936.44 | 170.107 | 2892.8863 | 4272.7328 | 10112.8672 | 32.9791 | 48.9514 | N/A | 2905.617 | 8243.2604 | 0.68004 | 1.9293 | 3269.7597 | 8626.5593 | 0.76526 | 2.019 | N/A | N/A | N/A | N/A | 87.7187 | 59.0971 | N/A | 14385.6 | 3.3668 | 0.91745 | 32.33% | 3733.91 | 421.693 | 1496.1419 | 2.8379 | 77988.6 | 4670.35
HPWH_TankOutside | HPWH in Exterior Closet |  | 240V Fed. Min. HPWH, Exterior Closet | PGE | PGE | CZ03 | 1978-1991 | CARE | Mixed-fuel | Mixed-fuel | -1381.99 | 168.247 | 4751.0613 | 6972.7834 | 3566.6666 | -96.3639 | -56.0913 | N/A | -68.3802 | 5052.1871 | 0 | 0.72456 | 849.7719 | 6018.6398 | 0.12187 | 0.86316 | N/A | N/A | N/A | N/A | -49.3033 | -84.7024 | N/A | 10539.45 | 1.5115 | 0.85398 | 30.09% | 3733.91 | 421.693 | 1496.1419 | 2.8379 | 77988.6 | 5115.9
HPWH_TankInside_NotDucted | HPWH in interior closet, not ducted |  | 240V Fed. Min. HPWH, Interior Closet, Not Ducted | PGE | PGE | CZ03 | 1978-1991 | CARE | Mixed-fuel | Mixed-fuel | -1154.17 | 131.808 | 4412.5691 | 6634.2911 | 1224.5089 | -100.1536 | -74.0703 | N/A | -643.7948 | 3269.2747 | 0 | 0.49278 | -49.1372 | 3895.2151 | 0 | 0.58713 | N/A | N/A | N/A | N/A | -44.058 | -59.5728 | N/A | 7858.8 | 1.1846 | 0.67413 | 23.75% | 3733.91 | 421.693 | 1496.1419 | 2.8379 | 77988.6 | 4888.08
HPWH_TankInside_Ducted | HPWH in interior closet, ducted outside |  | 240V Fed. Min. HPWH, Interior Closet, Ducted | PGE | PGE | CZ03 | 1978-1991 | CARE | Mixed-fuel | Mixed-fuel | -1323.09 | 178.807 | 5491.8272 | 7713.5493 | 4607.4507 | -61.158 | -25.119 | N/A | 875.9097 | 6387.1543 | 0.11355 | 0.82804 | 1697.5408 | 7252.0084 | 0.22007 | 0.94016 | N/A | N/A | N/A | N/A | -89.7974 | -218.6325 | N/A | 12321 | 1.5973 | 0.92498 | 32.59% | 3733.91 | 421.693 | 1496.1419 | 2.8379 | 77988.6 | 5057
HPSH_9.5HSPF2_17SEER2 | New HPSH 9.5 HSPF2, 17 SEER2 |  | High Efficiency HPSH | PGE | PGE | CZ03 | 1978-1991 | CARE | Mixed-fuel | Mixed-fuel | -1321.32 | 187.262 | 3852.2557 | 6114.7729 | 4829.8271 | 51.2506 | 30.4033 | N/A | 3636.6501 | 9769.7944 | 0.59473 | 1.5977 | 3161.3658 | 9269.5071 | 0.517 | 1.5159 | N/A | N/A | N/A | N/A | 75.1651 | 126.7052 | N/A | 10944.6 | 1.7899 | 0.85606 | 31.1% | 3704.55 | 407.769 | 1459.1157 | 2.7522 | 74697.45 | 5025.87
MSHP | Ducted MSHP 9.5 HSPF2, 16.5 SEER2 |  | High Eff MSHP | PGE | PGE | CZ03 | 1978-1991 | CARE | Mixed-fuel | Mixed-fuel | -1314.56 | 187.262 | 1447.5536 | 2808.4461 | 8186.1039 | 52.987 | 31.6161 | N/A | 3676.2378 | 9811.4647 | 1.309 | 3.4936 | 3189.0157 | 9298.6116 | 1.1355 | 3.3109 | N/A | N/A | N/A | N/A | 27.319 | 45.7853 | N/A | 10994.55 | 3.9148 | 0.85753 | 31.16% | 3704.55 | 407.769 | 1459.1157 | 2.7522 | 74697.45 | 5019.11
PV_3kW | 3kW PV |  | 3kW PV | PGE | PGE | CZ03 | 1978-1991 | CARE | Mixed-fuel | Mixed-fuel | 3733.9091 | 0 | 9608.1502 | 11574.2633 | -3748.7633 | 495.3297 | N/A | 391.931 | 11292.7213 | 11886.7895 | 0.97568 | 1.027 | N/A | N/A | N/A | N/A | 8935.3983 | 9405.4565 | 0.77201 | 0.81262 | 19.3975 | N/A | 24.5149 | 7825.5 | 0.67611 | 0.09514 | 3.291% | 3733.91 | 430.804 | 1512.7823 | 2.8911 | 79087.5 | 0.00091897
AE | All Electric |  | All Electric | PGE | PGE | CZ03 | 1978-1991 | CARE | All Electric | Mixed-fuel | -4024 | 430.804 | 6226.4976 | 8844.3511 | 13899.5489 | -345.7821 | -211.792 | N/A | -2864.6002 | 9066.3443 | 0 | 1.0251 | 190.1582 | 12281.8022 | 0.021501 | 1.3887 | N/A | N/A | N/A | N/A | -18.007 | -29.3991 | N/A | 22743.9 | 2.5716 | 2.024 | 70.01% | 3733.91 | 430.804 | 1512.7823 | 2.8911 | 79087.5 | 7757.91
VCHP_base | Base VCHP |  | Base VCHP | PGE | PGE | CZ03 | 1978-1991 | CARE | Mixed-fuel | Mixed-fuel | -1156.93 | 158.752 | 6685.4318 | 10658.1642 | -601.5642 | 37.6277 | -6.536 | N/A | 2914.8122 | 8019.9445 | 0.27348 | 0.75247 | 1907.9494 | 6960.1144 | 0.17901 | 0.65303 | N/A | N/A | N/A | N/A | 177.673 | -1022.8574 | N/A | 10056.6 | 0.94356 | 0.72478 | 28.35% | 3517.14 | 379.259 | 1352.7295 | 2.5563 | 70795.8 | 4674.07
VCHP_Fujitsu48 | Fujitsu 48 VCHP |  | Fujitsu 48 VCHP | PGE | PGE | CZ03 | 1978-1991 | CARE | Mixed-fuel | Mixed-fuel | -426.53 | 158.752 | 10096.5791 | 16258.7971 | 74.8529 | 225.1788 | 137.1873 | N/A | 7190.675 | 12520.7446 | 0.44226 | 0.77009 | 5184.6117 | 10409.1497 | 0.31888 | 0.64022 | N/A | N/A | N/A | N/A | 44.8381 | 73.597 | N/A | 16333.65 | 1.0046 | 0.85506 | 33.45% | 3517.14 | 379.259 | 1352.7295 | 2.5563 | 70795.8 | 3943.67
HPWH_PV | HPWH + 3kW PV |  | 240V Fed. Min. HPWH + 3kW PV | PGE | PGE | CZ03 | 1978-1991 | CARE | Mixed-fuel | Mixed-fuel | 3377.831 | 169.395 | 13940.1604 | 18127.9956 | 3400.4544 | 591.2498 | N/A | 529.0254 | 15623.6204 | 21607.0258 | 0.86185 | 1.1919 | N/A | N/A | N/A | N/A | 14205.0023 | 20113.7794 | 0.78359 | 1.1095 | 23.5774 | N/A | 26.3506 | 21528.45 | 1.1876 | 0.9847 | 34.7% | 3733.91 | 421.693 | 1496.1419 | 2.8379 | 77988.6 | 356.079
HPSH_PV | HPSH + 3kW PV |  | HPSH + 3kW PV | PGE | PGE | CZ03 | 1978-1991 | CARE | Mixed-fuel | Mixed-fuel | 3108.118 | 187.262 | 10552.6375 | 12914.8821 | 4057.0179 | 528.667 | N/A | 482.747 | 14520.9775 | 21226.7059 | 1.1244 | 1.6436 | N/A | N/A | N/A | N/A | 13474.0773 | 20124.7321 | 1.0433 | 1.5583 | 19.9608 | N/A | 21.8596 | 16971.9 | 1.3141 | 0.92325 | 33.55% | 3704.55 | 407.769 | 1459.1157 | 2.7522 | 74697.45 | 596.432
HPSH_RCV_300CFM | New HPSH |  | Heat Pump Space Heater | PGE | PGE | CZ04 | 1978-1991 | CARE | Mixed-fuel | Mixed-fuel | -2250.12 | 234.783 | 1096.1794 | 1898.4186 | 7830.7314 | -130.0568 | -91.1248 | N/A | 128.0925 | 7581.1537 | 0.067473 | 3.9934 | 1015.6805 | 8515.4344 | 0.53501 | 4.4855 | N/A | N/A | N/A | N/A | -8.4285 | -12.0294 | N/A | 9729.15 | 5.1249 | 0.97261 | 31.68% | 4998.18 | 450.787 | 1905.9018 | 3.0697 | 88183.95 | 7248.3
DFHP_RCV_300CFM_35F | DFHP, Existing Furnace 35F |  | Dual Fuel Heat Pump (existing furnace) | PGE | PGE | CZ04 | 1978-1991 | CARE | Mixed-fuel | Mixed-fuel | -1361.69 | 159.758 | 1987.2433 | 810.8035 | 6637.2965 | -21.8818 | -44.262 | N/A | 1666.463 | 6966.8153 | 2.0553 | 8.5925 | 1156.2322 | 6429.7432 | 1.426 | 7.9301 | N/A | N/A | N/A | N/A | -90.817 | -44.8973 | N/A | 7448.1 | 9.1861 | 0.69383 | 22.35% | 4998.18 | 456.808 | 1917.7491 | 3.1049 | 86879.7 | 6359.87
RaisedFloorInsulation_R19 | Raised Floor Insulation: R-19 |  | Raised Floor Insulation: R-19 | PGE | PGE | CZ04 | 1978-1991 | CARE | Mixed-fuel | Mixed-fuel | -333.88 | 87.494 | 3632.776 | 3632.776 | 5624.624 | 67.3064 | N/A | N/A | 2793.9912 | 5973.0443 | 0.76911 | 1.6442 | N/A | N/A | N/A | N/A | N/A | N/A | N/A | N/A | 53.9737 | N/A | N/A | 9257.4 | 2.5483 | 0.51018 | 14.23% | 6429.04 | 527.134 | 2516.0499 | 3.5862 | 108757.8 | 6762.92
RaisedFloorInsulation_R30 | Raised Floor Insulation: R-30vs0 |  | Raised Floor Insulation: R-30vsR0 | PGE | PGE | CZ04 | 1978-1991 | CARE | Mixed-fuel | Mixed-fuel | -393.73 | 100.191 | 4112.6252 | 4112.6252 | 6426.8248 | 73.513 | N/A | N/A | 3116.3861 | 6747.8724 | 0.75776 | 1.6408 | N/A | N/A | N/A | N/A | N/A | N/A | N/A | N/A | 55.9442 | N/A | N/A | 10539.45 | 2.5627 | 0.58406 | 16.29% | 6429.04 | 527.134 | 2516.0499 | 3.5862 | 108757.8 | 6822.77
AtticInsulation_R38 | Attic Insulation: R-38 |  | Attic Insulation: R-38 | PGE | PGE | CZ04 | 1978-1991 | CARE | Mixed-fuel | Mixed-fuel | 336.25 | 15.759 | 2555.3859 | 2555.3859 | 1423.9641 | 137.612 | N/A | N/A | 3363.4339 | 4084.6719 | 1.3162 | 1.5985 | N/A | N/A | N/A | N/A | N/A | N/A | N/A | N/A | 18.5695 | N/A | N/A | 3979.35 | 1.5572 | 0.1058 | 3.221% | 5755.93 | 481.322 | 2213.428 | 3.2845 | 98484.75 | 5419.68
AtticInsulation_R49 | Attic Insulation: R-49 |  | Attic Insulation: R-49 | PGE | PGE | CZ04 | 1978-1991 | CARE | Mixed-fuel | Mixed-fuel | 420.26 | 19.539 | 3611.6191 | 3611.6191 | 1350.0809 | 172.0264 | N/A | N/A | 4202.1482 | 5097.7991 | 1.1635 | 1.4115 | N/A | N/A | N/A | N/A | N/A | N/A | N/A | N/A | 20.9946 | N/A | N/A | 4961.7 | 1.3738 | 0.13169 | 4.009% | 5755.93 | 481.322 | 2213.428 | 3.2845 | 98484.75 | 5335.67
Windows_0.28UFactor0.23SHGC | New Windows: 0.28 U-factor, 0.23 SHGC |  | Window Upgrade: 0.28 vs 0.30 U-factor | PGE | PGE | CZ04 | 1978-1991 | CARE | Mixed-fuel | Mixed-fuel | 914 | 16.045 | 11462.7824 | 11462.7824 | -4236.6824 | 325.494 | N/A | N/A | 7656.937 | 8628.342 | 0.66798 | 0.75273 | N/A | N/A | N/A | N/A | N/A | N/A | N/A | N/A | 35.2166 | N/A | N/A | 7226.1 | 0.6304 | 0.13277 | 4.042% | 5755.93 | 481.322 | 2213.428 | 3.2845 | 98484.75 | 4841.93
Roof_RB | Roofing: Radiant Barrier |  | Radiant Barrier (at roof replacement) | PGE | PGE | CZ04 | 1978-1991 | CARE | Mixed-fuel | Mixed-fuel | 334.4 | 10.194 | 892.9455 | 892.9455 | 2203.9545 | 126.1398 | N/A | N/A | 3022.4143 | 3534.3976 | 3.3848 | 3.9581 | N/A | N/A | N/A | N/A | N/A | N/A | N/A | N/A | 7.079 | N/A | N/A | 3096.9 | 3.4682 | 0.07125 | 2.169% | 5755.93 | 481.322 | 2213.428 | 3.2845 | 98484.75 | 5421.53
Roof_0.20Ref | Roofing: Steep Sloped, 0.20 Ref. |  | 0.20 Solar Reflectance Cool Roof (at roof replacement) | PGE | PGE | CZ04 | 1978-1991 | CARE | Mixed-fuel | Mixed-fuel | 246.67 | -9.974 | 892.9455 | 1203.407 | -1020.257 | 59.6134 | N/A | N/A | 1217.3642 | 940.225 | 1.0116 | 0.7813 | N/A | N/A | N/A | N/A | N/A | N/A | N/A | N/A | 14.9789 | N/A | N/A | 183.15 | 0.15219 | -0.04997 | -1.521% | 5755.93 | 481.322 | 2213.428 | 3.2845 | 98484.75 | 5509.26
Roof_0.25Ref | Roofing: Steep Sloped, 0.25 Ref. vs. 0.20 Ref |  | Roofing Upgrade: 0.25 vs. 0.20 Solar Reflectance (at roof replacement) | PGE | PGE | CZ04 | 1978-1991 | CARE | Mixed-fuel | Mixed-fuel | 371.06 | -15.193 | 1785.8911 | 2406.8139 | -2173.7139 | 89.4041 | N/A | N/A | 1821.0838 | 1394.0455 | 0.75664 | 0.57921 | N/A | N/A | N/A | N/A | N/A | N/A | N/A | N/A | 19.9755 | N/A | N/A | 233.1 | 0.09685 | -0.07649 | -2.329% | 5755.93 | 481.322 | 2213.428 | 3.2845 | 98484.75 | 5384.87
Ducts_R6 | New Ducts: R-6 |  | New Ducts: R-6 | PGE | PGE | CZ04 | 1978-1991 | CARE | Mixed-fuel | Mixed-fuel | 702.77 | 47.314 | 4808.3746 | 4808.3746 | 5581.2254 | 315.7426 | N/A | N/A | 7880.8598 | 9938.2959 | 1.639 | 2.0669 | N/A | N/A | N/A | N/A | N/A | N/A | N/A | N/A | 15.2288 | N/A | N/A | 10389.6 | 2.1607 | 0.31755 | 9.668% | 5755.93 | 481.322 | 2213.428 | 3.2845 | 98484.75 | 5053.16
Ducts_R8 | New Ducts: R-8 |  | New Ducts: R-8 | PGE | PGE | CZ04 | 1978-1991 | CARE | Mixed-fuel | Mixed-fuel | 738.95 | 50.778 | 6311.1144 | 6311.1144 | 4711.1856 | 334.1506 | N/A | N/A | 8350.4821 | 10552.8679 | 1.3231 | 1.6721 | N/A | N/A | N/A | N/A | N/A | N/A | N/A | N/A | 18.887 | N/A | N/A | 11022.3 | 1.7465 | 0.3395 | 10.34% | 5755.93 | 481.322 | 2213.428 | 3.2845 | 98484.75 | 5016.98
DuctSealing_10% | Duct Sealing: 10% |  | Duct Sealing: 10% | PGE | PGE | CZ04 | 1978-1991 | CARE | Mixed-fuel | Mixed-fuel | 437.28 | 22.488 | 2589.5542 | 2589.5542 | 3138.0458 | 182.3191 | N/A | N/A | 4480.955 | 5497.5552 | 1.7304 | 2.123 | N/A | N/A | N/A | N/A | N/A | N/A | N/A | N/A | 14.2034 | N/A | N/A | 5727.6 | 2.2118 | 0.15963 | 4.86% | 5755.93 | 481.322 | 2213.428 | 3.2845 | 98484.75 | 5318.65
HPWH | HPWH |  | 240V Fed. Min. HPWH | PGE | PGE | CZ04 | 1978-1991 | CARE | Mixed-fuel | Mixed-fuel | -1457.03 | 165.115 | 4332.0102 | 6553.7323 | 3303.0677 | -113.9312 | -93.2404 | N/A | -480.487 | 4590.4733 | 0 | 0.70044 | -8.7697 | 5087.0059 | 0 | 0.7762 | N/A | N/A | N/A | N/A | -38.023 | -46.4607 | N/A | 9856.8 | 1.504 | 0.82009 | 25.38% | 5755.93 | 472.276 | 2196.5741 | 3.2317 | 97385.85 | 7212.96
HPWH_HighEfficiency | High Efficiency HPWH |  | 240V Market Std. NEEA HPWH | PGE | PGE | CZ04 | 1978-1991 | CARE | Mixed-fuel | Mixed-fuel | -1134.74 | 165.299 | 5192.8306 | 7967.0806 | 4120.8194 | -24.6254 | -24.6764 | N/A | 1558.0385 | 6742.2509 | 0.19556 | 0.84626 | 1556.8757 | 6741.0269 | 0.19541 | 0.84611 | N/A | N/A | N/A | N/A | -210.8726 | -210.4367 | N/A | 12087.9 | 1.5172 | 0.85525 | 26.46% | 5755.93 | 472.276 | 2196.5741 | 3.2317 | 97385.85 | 6890.67
HPWH_HighEfficiency_DR | High Efficiency HPWH with Demand Response |  | 240V Market Std. NEEA HPWH + DR | PGE | PGE | CZ04 | 1978-1991 | CARE | Mixed-fuel | Mixed-fuel | -919.2 | 165.36 | 5192.8306 | 7967.0806 | 5785.8194 | 36.5181 | 23.755 | N/A | 2952.8435 | 8212.4303 | 0.37063 | 1.0308 | 2661.8664 | 7906.146 | 0.33411 | 0.99235 | N/A | N/A | N/A | N/A | 142.1988 | 218.599 | N/A | 13752.9 | 1.7262 | 0.88624 | 27.42% | 5755.93 | 472.276 | 2196.5741 | 3.2317 | 97385.85 | 6675.13
HPWH_120V | 120V HPWH |  | 120V Market Std. NEEA HPWH | PGE | PGE | CZ04 | 1978-1991 | CARE | Mixed-fuel | Mixed-fuel | -891.95 | 165.816 | 2892.8863 | 4272.7328 | 9879.7672 | 43.0107 | 27.5369 | N/A | 3107.0488 | 8389.6377 | 0.72718 | 1.9635 | 2754.2712 | 8018.3019 | 0.64462 | 1.8766 | N/A | N/A | N/A | N/A | 67.2597 | 105.055 | N/A | 14152.5 | 3.3123 | 0.90003 | 27.85% | 5755.93 | 472.276 | 2196.5741 | 3.2317 | 97385.85 | 6647.88
HPWH_TankOutside | HPWH in Exterior Closet |  | 240V Fed. Min. HPWH, Exterior Closet | PGE | PGE | CZ04 | 1978-1991 | CARE | Mixed-fuel | Mixed-fuel | -1485.3 | 163.808 | 4751.0613 | 6972.7834 | 2501.0666 | -124.0271 | -101.458 | N/A | -728.4578 | 4286.6049 | 0 | 0.61476 | -213.9193 | 4828.2113 | 0 | 0.69244 | N/A | N/A | N/A | N/A | -38.3066 | -46.8279 | N/A | 9473.85 | 1.3587 | 0.80831 | 25.01% | 5755.93 | 472.276 | 2196.5741 | 3.2317 | 97385.85 | 7241.23
HPWH_TankInside_NotDucted | HPWH in interior closet, not ducted |  | 240V Fed. Min. HPWH, Interior Closet, Not Ducted | PGE | PGE | CZ04 | 1978-1991 | CARE | Mixed-fuel | Mixed-fuel | -846.53 | 129.72 | 4412.5691 | 6634.2911 | 3139.2589 | -2.4525 | -13.1247 | N/A | 1586.3638 | 5623.3277 | 0.23912 | 0.84762 | 1343.054 | 5367.2182 | 0.20244 | 0.80901 | N/A | N/A | N/A | N/A | -1799.2255 | -336.2029 | N/A | 9773.55 | 1.4732 | 0.6742 | 20.86% | 5755.93 | 472.276 | 2196.5741 | 3.2317 | 97385.85 | 6602.46
HPWH_TankInside_Ducted | HPWH in interior closet, ducted outside |  | 240V Fed. Min. HPWH, Interior Closet, Ducted | PGE | PGE | CZ04 | 1978-1991 | CARE | Mixed-fuel | Mixed-fuel | -1476.43 | 174.515 | 5491.8272 | 7713.5493 | 3242.1507 | -105.4334 | -86.8107 | N/A | -159.8694 | 5233.4053 | 0 | 0.67847 | 264.6983 | 5680.308 | 0.034316 | 0.73641 | N/A | N/A | N/A | N/A | -52.0881 | -63.2621 | N/A | 10955.7 | 1.4203 | 0.88007 | 27.23% | 5755.93 | 472.276 | 2196.5741 | 3.2317 | 97385.85 | 7232.36
HPSH_9.5HSPF2_17SEER2 | New HPSH 9.5 HSPF2, 17 SEER2 |  | High Efficiency HPSH | PGE | PGE | CZ04 | 1978-1991 | CARE | Mixed-fuel | Mixed-fuel | -1749.94 | 234.783 | 4049.8042 | 6747.8627 | 6960.6373 | 7.9441 | 18.885 | N/A | 3274.2929 | 10892.864 | 0.48523 | 1.6143 | 3523.7272 | 11155.4202 | 0.5222 | 1.6532 | N/A | N/A | N/A | N/A | 509.7866 | 214.4457 | N/A | 13708.5 | 2.0315 | 1.0477 | 34.13% | 4998.18 | 450.787 | 1905.9018 | 3.0697 | 88183.95 | 6748.12
MSHP | Ducted MSHP 9.5 HSPF2, 16.5 SEER2 |  | High Eff MSHP | PGE | PGE | CZ04 | 1978-1991 | CARE | Mixed-fuel | Mixed-fuel | -1829.43 | 234.783 | 1431.3643 | 3090.6078 | 10151.6922 | -18.3918 | -7.3026 | N/A | 2673.8773 | 10260.8628 | 0.86516 | 3.32 | 2926.6915 | 10526.9766 | 0.94696 | 3.4061 | N/A | N/A | N/A | N/A | -77.8264 | -196.0067 | N/A | 13242.3 | 4.2847 | 1.0453 | 34.05% | 4998.18 | 450.787 | 1905.9018 | 3.0697 | 88183.95 | 6827.61
PV_3kW | 3kW PV |  | 3kW PV | PGE | PGE | CZ04 | 1978-1991 | CARE | Mixed-fuel | Mixed-fuel | 5003.928 | 0 | 9608.1502 | 11574.2633 | -801.7133 | 665.8143 | N/A | 525.3468 | 15179.4976 | 15978.0347 | 1.3115 | 1.3805 | N/A | N/A | N/A | N/A | 11977.0641 | 12607.133 | 1.0348 | 1.0892 | 14.4307 | N/A | 18.2892 | 10772.55 | 0.93073 | 0.13259 | 4.037% | 5755.93 | 481.322 | 2213.428 | 3.2845 | 98484.75 | 752.002
AE | All Electric |  | All Electric | PGE | PGE | CZ04 | 1978-1991 | CARE | All Electric | Mixed-fuel | -3998.72 | 481.322 | 6378.1896 | 9402.1509 | 19818.5991 | -208.5374 | -31.6656 | N/A | 966.018 | 14787.6044 | 0.10274 | 1.5728 | 4998.4099 | 19032.1255 | 0.53162 | 2.0242 | N/A | N/A | N/A | N/A | -30.5854 | -201.4232 | N/A | 29220.75 | 3.1079 | 2.2254 | 67.75% | 5755.93 | 481.322 | 2213.428 | 3.2845 | 98484.75 | 9754.65
VCHP_base | Base VCHP |  | Base VCHP | PGE | PGE | CZ04 | 1978-1991 | CARE | Mixed-fuel | Mixed-fuel | -1447.32 | 195.564 | 11081.0734 | 17976.4839 | -5355.7839 | 10.7724 | -17.1175 | N/A | 2773.2655 | 9004.1098 | 0.15427 | 0.50088 | 2137.4192 | 8334.814 | 0.1189 | 0.46365 | N/A | N/A | N/A | N/A | 1028.6497 | -647.3531 | N/A | 12620.7 | 0.70207 | 0.87004 | 31.21% | 4383.73 | 411.568 | 1642.8279 | 2.7881 | 80669.25 | 5831.05
VCHP_Fujitsu48 | Fujitsu 48 VCHP |  | Fujitsu 48 VCHP | PGE | PGE | CZ04 | 1978-1991 | CARE | Mixed-fuel | Mixed-fuel | -177.15 | 195.564 | 14838.0577 | 24144.9334 | -1450.9834 | 348.4946 | 253.9285 | N/A | 10472.7878 | 17108.6754 | 0.43375 | 0.70858 | 8316.8332 | 14839.304 | 0.34445 | 0.61459 | N/A | N/A | N/A | N/A | 42.5776 | 58.434 | N/A | 22693.95 | 0.93991 | 1.0655 | 38.22% | 4383.73 | 411.568 | 1642.8279 | 2.7881 | 80669.25 | 4560.88
HPWH_PV | HPWH + 3kW PV |  | 240V Fed. Min. HPWH + 3kW PV | PGE | PGE | CZ04 | 1978-1991 | CARE | Mixed-fuel | Mixed-fuel | 3546.91 | 165.115 | 13940.1604 | 18127.9956 | 4649.2044 | 669.1103 | N/A | 572.3134 | 17371.6021 | 23381.6946 | 0.95827 | 1.2898 | N/A | N/A | N/A | N/A | 15164.7892 | 21058.7895 | 0.83654 | 1.1617 | 20.8339 | N/A | 24.3576 | 22777.2 | 1.2565 | 0.95268 | 29.48% | 5755.93 | 472.276 | 2196.5741 | 3.2317 | 97385.85 | 2209.02
HPSH_PV | HPSH + 3kW PV |  | HPSH + 3kW PV | PGE | PGE | CZ04 | 1978-1991 | CARE | Mixed-fuel | Mixed-fuel | 2753.82 | 234.783 | 10704.3296 | 13472.6819 | 7212.1681 | 543.8318 | N/A | 510.4381 | 15491.6725 | 23752.9547 | 1.1499 | 1.763 | N/A | N/A | N/A | N/A | 14730.3498 | 22951.5817 | 1.0933 | 1.7036 | 19.6832 | N/A | 20.9709 | 20684.85 | 1.5353 | 1.1052 | 36% | 4998.18 | 450.787 | 1905.9018 | 3.0697 | 88183.95 | 2244.36
HPSH_RCV_300CFM | New HPSH |  | Heat Pump Space Heater | CPAU | CPAU | CZ04 | 1978-1991 | CARE | Mixed-fuel | Mixed-fuel | -2250.12 | 234.783 | 1096.1794 | 1898.4186 | 7830.7314 | 0 | 0 | N/A | 0 | 0 | 0 | 0 | 0 | 0 | 0 | 0 | N/A | N/A | N/A | N/A | #DIV/0! | #DIV/0! | N/A | 9729.15 | 5.1249 | 0.97261 | 31.68% | 4998.18 | 450.787 | 0 | 3.0697 | 88183.95 | 7248.3
DFHP_RCV_300CFM_35F | DFHP, Existing Furnace 35F |  | Dual Fuel Heat Pump (existing furnace) | CPAU | CPAU | CZ04 | 1978-1991 | CARE | Mixed-fuel | Mixed-fuel | -1361.69 | 159.758 | 1987.2433 | 810.8035 | 6637.2965 | 0 | 0 | N/A | 0 | 0 | 0 | 0 | 0 | 0 | 0 | 0 | N/A | N/A | N/A | N/A | #DIV/0! | #DIV/0! | N/A | 7448.1 | 9.1861 | 0.69383 | 22.35% | 4998.18 | 456.808 | 0 | 3.1049 | 86879.7 | 6359.87
RaisedFloorInsulation_R19 | Raised Floor Insulation: R-19 |  | Raised Floor Insulation: R-19 | CPAU | CPAU | CZ04 | 1978-1991 | CARE | Mixed-fuel | Mixed-fuel | -333.88 | 87.494 | 3632.776 | 3632.776 | 5624.624 | 0 | N/A | N/A | 0 | 0 | 0 | 0 | N/A | N/A | N/A | N/A | N/A | N/A | N/A | N/A | #DIV/0! | N/A | N/A | 9257.4 | 2.5483 | 0.51018 | 14.23% | 6429.04 | 527.134 | 0 | 3.5862 | 108757.8 | 6762.92
RaisedFloorInsulation_R30 | Raised Floor Insulation: R-30vs0 |  | Raised Floor Insulation: R-30vsR0 | CPAU | CPAU | CZ04 | 1978-1991 | CARE | Mixed-fuel | Mixed-fuel | -393.73 | 100.191 | 4112.6252 | 4112.6252 | 6426.8248 | 0 | N/A | N/A | 0 | 0 | 0 | 0 | N/A | N/A | N/A | N/A | N/A | N/A | N/A | N/A | #DIV/0! | N/A | N/A | 10539.45 | 2.5627 | 0.58406 | 16.29% | 6429.04 | 527.134 | 0 | 3.5862 | 108757.8 | 6822.77
AtticInsulation_R38 | Attic Insulation: R-38 |  | Attic Insulation: R-38 | CPAU | CPAU | CZ04 | 1978-1991 | CARE | Mixed-fuel | Mixed-fuel | 336.25 | 15.759 | 2555.3859 | 2555.3859 | 1423.9641 | 0 | N/A | N/A | 0 | 0 | 0 | 0 | N/A | N/A | N/A | N/A | N/A | N/A | N/A | N/A | #DIV/0! | N/A | N/A | 3979.35 | 1.5572 | 0.1058 | 3.221% | 5755.93 | 481.322 | 0 | 3.2845 | 98484.75 | 5419.68
AtticInsulation_R49 | Attic Insulation: R-49 |  | Attic Insulation: R-49 | CPAU | CPAU | CZ04 | 1978-1991 | CARE | Mixed-fuel | Mixed-fuel | 420.26 | 19.539 | 3611.6191 | 3611.6191 | 1350.0809 | 0 | N/A | N/A | 0 | 0 | 0 | 0 | N/A | N/A | N/A | N/A | N/A | N/A | N/A | N/A | #DIV/0! | N/A | N/A | 4961.7 | 1.3738 | 0.13169 | 4.009% | 5755.93 | 481.322 | 0 | 3.2845 | 98484.75 | 5335.67
Windows_0.28UFactor0.23SHGC | New Windows: 0.28 U-factor, 0.23 SHGC |  | Window Upgrade: 0.28 vs 0.30 U-factor | CPAU | CPAU | CZ04 | 1978-1991 | CARE | Mixed-fuel | Mixed-fuel | 914 | 16.045 | 11462.7824 | 11462.7824 | -4236.6824 | 0 | N/A | N/A | 0 | 0 | 0 | 0 | N/A | N/A | N/A | N/A | N/A | N/A | N/A | N/A | #DIV/0! | N/A | N/A | 7226.1 | 0.6304 | 0.13277 | 4.042% | 5755.93 | 481.322 | 0 | 3.2845 | 98484.75 | 4841.93
Roof_RB | Roofing: Radiant Barrier |  | Radiant Barrier (at roof replacement) | CPAU | CPAU | CZ04 | 1978-1991 | CARE | Mixed-fuel | Mixed-fuel | 334.4 | 10.194 | 892.9455 | 892.9455 | 2203.9545 | 0 | N/A | N/A | 0 | 0 | 0 | 0 | N/A | N/A | N/A | N/A | N/A | N/A | N/A | N/A | #DIV/0! | N/A | N/A | 3096.9 | 3.4682 | 0.07125 | 2.169% | 5755.93 | 481.322 | 0 | 3.2845 | 98484.75 | 5421.53
Roof_0.20Ref | Roofing: Steep Sloped, 0.20 Ref. |  | 0.20 Solar Reflectance Cool Roof (at roof replacement) | CPAU | CPAU | CZ04 | 1978-1991 | CARE | Mixed-fuel | Mixed-fuel | 246.67 | -9.974 | 892.9455 | 1203.407 | -1020.257 | 0 | N/A | N/A | 0 | 0 | 0 | 0 | N/A | N/A | N/A | N/A | N/A | N/A | N/A | N/A | #DIV/0! | N/A | N/A | 183.15 | 0.15219 | -0.04997 | -1.521% | 5755.93 | 481.322 | 0 | 3.2845 | 98484.75 | 5509.26
Roof_0.25Ref | Roofing: Steep Sloped, 0.25 Ref. vs. 0.20 Ref |  | Roofing Upgrade: 0.25 vs. 0.20 Solar Reflectance (at roof replacement) | CPAU | CPAU | CZ04 | 1978-1991 | CARE | Mixed-fuel | Mixed-fuel | 371.06 | -15.193 | 1785.8911 | 2406.8139 | -2173.7139 | 0 | N/A | N/A | 0 | 0 | 0 | 0 | N/A | N/A | N/A | N/A | N/A | N/A | N/A | N/A | #DIV/0! | N/A | N/A | 233.1 | 0.09685 | -0.07649 | -2.329% | 5755.93 | 481.322 | 0 | 3.2845 | 98484.75 | 5384.87
Ducts_R6 | New Ducts: R-6 |  | New Ducts: R-6 | CPAU | CPAU | CZ04 | 1978-1991 | CARE | Mixed-fuel | Mixed-fuel | 702.77 | 47.314 | 4808.3746 | 4808.3746 | 5581.2254 | 0 | N/A | N/A | 0 | 0 | 0 | 0 | N/A | N/A | N/A | N/A | N/A | N/A | N/A | N/A | #DIV/0! | N/A | N/A | 10389.6 | 2.1607 | 0.31755 | 9.668% | 5755.93 | 481.322 | 0 | 3.2845 | 98484.75 | 5053.16
Ducts_R8 | New Ducts: R-8 |  | New Ducts: R-8 | CPAU | CPAU | CZ04 | 1978-1991 | CARE | Mixed-fuel | Mixed-fuel | 738.95 | 50.778 | 6311.1144 | 6311.1144 | 4711.1856 | 0 | N/A | N/A | 0 | 0 | 0 | 0 | N/A | N/A | N/A | N/A | N/A | N/A | N/A | N/A | #DIV/0! | N/A | N/A | 11022.3 | 1.7465 | 0.3395 | 10.34% | 5755.93 | 481.322 | 0 | 3.2845 | 98484.75 | 5016.98
DuctSealing_10% | Duct Sealing: 10% |  | Duct Sealing: 10% | CPAU | CPAU | CZ04 | 1978-1991 | CARE | Mixed-fuel | Mixed-fuel | 437.28 | 22.488 | 2589.5542 | 2589.5542 | 3138.0458 | 0 | N/A | N/A | 0 | 0 | 0 | 0 | N/A | N/A | N/A | N/A | N/A | N/A | N/A | N/A | #DIV/0! | N/A | N/A | 5727.6 | 2.2118 | 0.15963 | 4.86% | 5755.93 | 481.322 | 0 | 3.2845 | 98484.75 | 5318.65
HPWH | HPWH |  | 240V Fed. Min. HPWH | CPAU | CPAU | CZ04 | 1978-1991 | CARE | Mixed-fuel | Mixed-fuel | -1457.03 | 165.115 | 4332.0102 | 6553.7323 | 3303.0677 | 0 | 0 | N/A | 0 | 0 | 0 | 0 | 0 | 0 | 0 | 0 | N/A | N/A | N/A | N/A | #DIV/0! | #DIV/0! | N/A | 9856.8 | 1.504 | 0.82009 | 25.38% | 5755.93 | 472.276 | 0 | 3.2317 | 97385.85 | 7212.96
HPWH_HighEfficiency | High Efficiency HPWH |  | 240V Market Std. NEEA HPWH | CPAU | CPAU | CZ04 | 1978-1991 | CARE | Mixed-fuel | Mixed-fuel | -1134.74 | 165.299 | 5192.8306 | 7967.0806 | 4120.8194 | 0 | 0 | N/A | 0 | 0 | 0 | 0 | 0 | 0 | 0 | 0 | N/A | N/A | N/A | N/A | #DIV/0! | #DIV/0! | N/A | 12087.9 | 1.5172 | 0.85525 | 26.46% | 5755.93 | 472.276 | 0 | 3.2317 | 97385.85 | 6890.67
HPWH_HighEfficiency_DR | High Efficiency HPWH with Demand Response |  | 240V Market Std. NEEA HPWH + DR | CPAU | CPAU | CZ04 | 1978-1991 | CARE | Mixed-fuel | Mixed-fuel | -919.2 | 165.36 | 5192.8306 | 7967.0806 | 5785.8194 | 0 | 0 | N/A | 0 | 0 | 0 | 0 | 0 | 0 | 0 | 0 | N/A | N/A | N/A | N/A | #DIV/0! | #DIV/0! | N/A | 13752.9 | 1.7262 | 0.88624 | 27.42% | 5755.93 | 472.276 | 0 | 3.2317 | 97385.85 | 6675.13
HPWH_120V | 120V HPWH |  | 120V Market Std. NEEA HPWH | CPAU | CPAU | CZ04 | 1978-1991 | CARE | Mixed-fuel | Mixed-fuel | -891.95 | 165.816 | 2892.8863 | 4272.7328 | 9879.7672 | 0 | 0 | N/A | 0 | 0 | 0 | 0 | 0 | 0 | 0 | 0 | N/A | N/A | N/A | N/A | #DIV/0! | #DIV/0! | N/A | 14152.5 | 3.3123 | 0.90003 | 27.85% | 5755.93 | 472.276 | 0 | 3.2317 | 97385.85 | 6647.88
HPWH_TankOutside | HPWH in Exterior Closet |  | 240V Fed. Min. HPWH, Exterior Closet | CPAU | CPAU | CZ04 | 1978-1991 | CARE | Mixed-fuel | Mixed-fuel | -1485.3 | 163.808 | 4751.0613 | 6972.7834 | 2501.0666 | 0 | 0 | N/A | 0 | 0 | 0 | 0 | 0 | 0 | 0 | 0 | N/A | N/A | N/A | N/A | #DIV/0! | #DIV/0! | N/A | 9473.85 | 1.3587 | 0.80831 | 25.01% | 5755.93 | 472.276 | 0 | 3.2317 | 97385.85 | 7241.23
HPWH_TankInside_NotDucted | HPWH in interior closet, not ducted |  | 240V Fed. Min. HPWH, Interior Closet, Not Ducted | CPAU | CPAU | CZ04 | 1978-1991 | CARE | Mixed-fuel | Mixed-fuel | -846.53 | 129.72 | 4412.5691 | 6634.2911 | 3139.2589 | 0 | 0 | N/A | 0 | 0 | 0 | 0 | 0 | 0 | 0 | 0 | N/A | N/A | N/A | N/A | #DIV/0! | #DIV/0! | N/A | 9773.55 | 1.4732 | 0.6742 | 20.86% | 5755.93 | 472.276 | 0 | 3.2317 | 97385.85 | 6602.46
HPWH_TankInside_Ducted | HPWH in interior closet, ducted outside |  | 240V Fed. Min. HPWH, Interior Closet, Ducted | CPAU | CPAU | CZ04 | 1978-1991 | CARE | Mixed-fuel | Mixed-fuel | -1476.43 | 174.515 | 5491.8272 | 7713.5493 | 3242.1507 | 0 | 0 | N/A | 0 | 0 | 0 | 0 | 0 | 0 | 0 | 0 | N/A | N/A | N/A | N/A | #DIV/0! | #DIV/0! | N/A | 10955.7 | 1.4203 | 0.88007 | 27.23% | 5755.93 | 472.276 | 0 | 3.2317 | 97385.85 | 7232.36
HPSH_9.5HSPF2_17SEER2 | New HPSH 9.5 HSPF2, 17 SEER2 |  | High Efficiency HPSH | CPAU | CPAU | CZ04 | 1978-1991 | CARE | Mixed-fuel | Mixed-fuel | -1749.94 | 234.783 | 4049.8042 | 6747.8627 | 6960.6373 | 0 | 0 | N/A | 0 | 0 | 0 | 0 | 0 | 0 | 0 | 0 | N/A | N/A | N/A | N/A | #DIV/0! | #DIV/0! | N/A | 13708.5 | 2.0315 | 1.0477 | 34.13% | 4998.18 | 450.787 | 0 | 3.0697 | 88183.95 | 6748.12
MSHP | Ducted MSHP 9.5 HSPF2, 16.5 SEER2 |  | High Eff MSHP | CPAU | CPAU | CZ04 | 1978-1991 | CARE | Mixed-fuel | Mixed-fuel | -1829.43 | 234.783 | 1431.3643 | 3090.6078 | 10151.6922 | 0 | 0 | N/A | 0 | 0 | 0 | 0 | 0 | 0 | 0 | 0 | N/A | N/A | N/A | N/A | #DIV/0! | #DIV/0! | N/A | 13242.3 | 4.2847 | 1.0453 | 34.05% | 4998.18 | 450.787 | 0 | 3.0697 | 88183.95 | 6827.61
PV_3kW | 3kW PV |  | 3kW PV | CPAU | CPAU | CZ04 | 1978-1991 | CARE | Mixed-fuel | Mixed-fuel | 5003.928 | 0 | 9608.1502 | 11574.2633 | -801.7133 | 0 | N/A | 0 | 0 | 0 | 0 | 0 | N/A | N/A | N/A | N/A | 0 | 0 | 0 | 0 | #DIV/0! | N/A | #DIV/0! | 10772.55 | 0.93073 | 0.13259 | 4.037% | 5755.93 | 481.322 | 0 | 3.2845 | 98484.75 | 752.002
AE | All Electric |  | All Electric | CPAU | CPAU | CZ04 | 1978-1991 | CARE | All Electric | Mixed-fuel | -3998.72 | 481.322 | 6378.1896 | 9402.1509 | 19818.5991 | 0 | 0 | N/A | 0 | 0 | 0 | 0 | 0 | 0 | 0 | 0 | N/A | N/A | N/A | N/A | #DIV/0! | #DIV/0! | N/A | 29220.75 | 3.1079 | 2.2254 | 67.75% | 5755.93 | 481.322 | 0 | 3.2845 | 98484.75 | 9754.65
VCHP_base | Base VCHP |  | Base VCHP | CPAU | CPAU | CZ04 | 1978-1991 | CARE | Mixed-fuel | Mixed-fuel | -1447.32 | 195.564 | 11081.0734 | 17976.4839 | -5355.7839 | 0 | 0 | N/A | 0 | 0 | 0 | 0 | 0 | 0 | 0 | 0 | N/A | N/A | N/A | N/A | #DIV/0! | #DIV/0! | N/A | 12620.7 | 0.70207 | 0.87004 | 31.21% | 4383.73 | 411.568 | 0 | 2.7881 | 80669.25 | 5831.05
VCHP_Fujitsu48 | Fujitsu 48 VCHP |  | Fujitsu 48 VCHP | CPAU | CPAU | CZ04 | 1978-1991 | CARE | Mixed-fuel | Mixed-fuel | -177.15 | 195.564 | 14838.0577 | 24144.9334 | -1450.9834 | 0 | 0 | N/A | 0 | 0 | 0 | 0 | 0 | 0 | 0 | 0 | N/A | N/A | N/A | N/A | #DIV/0! | #DIV/0! | N/A | 22693.95 | 0.93991 | 1.0655 | 38.22% | 4383.73 | 411.568 | 0 | 2.7881 | 80669.25 | 4560.88
HPWH_PV | HPWH + 3kW PV |  | 240V Fed. Min. HPWH + 3kW PV | CPAU | CPAU | CZ04 | 1978-1991 | CARE | Mixed-fuel | Mixed-fuel | 3546.91 | 165.115 | 13940.1604 | 18127.9956 | 4649.2044 | 0 | N/A | 0 | 0 | 0 | 0 | 0 | N/A | N/A | N/A | N/A | 0 | 0 | 0 | 0 | #DIV/0! | N/A | #DIV/0! | 22777.2 | 1.2565 | 0.95268 | 29.48% | 5755.93 | 472.276 | 0 | 3.2317 | 97385.85 | 2209.02
HPSH_PV | HPSH + 3kW PV |  | HPSH + 3kW PV | CPAU | CPAU | CZ04 | 1978-1991 | CARE | Mixed-fuel | Mixed-fuel | 2753.82 | 234.783 | 10704.3296 | 13472.6819 | 7212.1681 | 0 | N/A | 0 | 0 | 0 | 0 | 0 | N/A | N/A | N/A | N/A | 0 | 0 | 0 | 0 | #DIV/0! | N/A | #DIV/0! | 20684.85 | 1.5353 | 1.1052 | 36% | 4998.18 | 450.787 | 0 | 3.0697 | 88183.95 | 2244.36
HPSH_RCV_300CFM | New HPSH |  | Heat Pump Space Heater | PGE | PGE | CZ05 | 1978-1991 | CARE | Mixed-fuel | Mixed-fuel | -1644.42 | 168.939 | 1020.3334 | 1617.9653 | 5191.8847 | -67.1868 | -69.4234 | N/A | 660.6136 | 5973.1258 | 0.4083 | 3.6918 | 609.6237 | 5919.4535 | 0.37678 | 3.6586 | N/A | N/A | N/A | N/A | -15.1865 | -14.6973 | N/A | 6809.85 | 4.2089 | 0.70742 | 26.72% | 3702.88 | 390.2 | 1421.9012 | 2.6474 | 72310.95 | 5347.3
DFHP_RCV_300CFM_35F | DFHP, Existing Furnace 35F |  | Dual Fuel Heat Pump (existing furnace) | PGE | PGE | CZ05 | 1978-1991 | CARE | Mixed-fuel | Mixed-fuel | -1276.91 | 150.329 | 2014.2367 | 672.8765 | 5248.9735 | -1.0282 | -28.3779 | N/A | 1944.701 | 6784.9856 | 2.8901 | 10.0836 | 1321.1727 | 6128.6558 | 1.9635 | 9.1081 | N/A | N/A | N/A | N/A | -1958.9384 | -70.9791 | N/A | 5921.85 | 8.8008 | 0.66576 | 24.91% | 3702.88 | 394.532 | 1430.388 | 2.6728 | 71373 | 4979.79
RaisedFloorInsulation_R19 | Raised Floor Insulation: R-19 |  | Raised Floor Insulation: R-19 | PGE | PGE | CZ05 | 1978-1991 | CARE | Mixed-fuel | Mixed-fuel | 11.36 | 83.65 | 3632.776 | 3632.776 | 6939.974 | 163.1521 | N/A | N/A | 4903.2064 | 8010.4684 | 1.3497 | 2.2051 | N/A | N/A | N/A | N/A | N/A | N/A | N/A | N/A | 22.2662 | N/A | N/A | 10572.75 | 2.9104 | 0.49511 | 16.51% | 3818.87 | 448.151 | 1567.3643 | 2.9988 | 81451.8 | 3807.51
RaisedFloorInsulation_R30 | Raised Floor Insulation: R-30vs0 |  | Raised Floor Insulation: R-30vsR0 | PGE | PGE | CZ05 | 1978-1991 | CARE | Mixed-fuel | Mixed-fuel | 7.26 | 95.229 | 4112.6252 | 4112.6252 | 7875.3748 | 183.4624 | N/A | N/A | 5526.5363 | 9052.4588 | 1.3438 | 2.2011 | N/A | N/A | N/A | N/A | N/A | N/A | N/A | N/A | 22.4167 | N/A | N/A | 11988 | 2.9149 | 0.56346 | 18.79% | 3818.87 | 448.151 | 1567.3643 | 2.9988 | 81451.8 | 3811.61
AtticInsulation_R38 | Attic Insulation: R-38 |  | Attic Insulation: R-38 | PGE | PGE | CZ05 | 1978-1991 | CARE | Mixed-fuel | Mixed-fuel | 25.9 | 13.365 | 2555.3859 | 2555.3859 | -690.5859 | 33.4681 | N/A | N/A | 954.7453 | 1466.5206 | 0.37362 | 0.57389 | N/A | N/A | N/A | N/A | N/A | N/A | N/A | N/A | 76.3529 | N/A | N/A | 1864.8 | 0.72975 | 0.08126 | 2.925% | 3732.58 | 411.862 | 1472.5143 | 2.7782 | 76373.55 | 3706.68
AtticInsulation_R49 | Attic Insulation: R-49 |  | Attic Insulation: R-49 | PGE | PGE | CZ05 | 1978-1991 | CARE | Mixed-fuel | Mixed-fuel | 32.96 | 16.578 | 3611.6191 | 3611.6191 | -1263.9691 | 41.7082 | N/A | N/A | 1188.5696 | 1823.2963 | 0.3291 | 0.50484 | N/A | N/A | N/A | N/A | N/A | N/A | N/A | N/A | 86.5926 | N/A | N/A | 2347.65 | 0.65003 | 0.10095 | 3.634% | 3732.58 | 411.862 | 1472.5143 | 2.7782 | 76373.55 | 3699.62
Windows_0.28UFactor0.35SHGC | New Windows: 0.28 U-factor, 0.35 SHGC |  | Window Upgrade: 0.28 vs 0.30 U-factor | PGE | PGE | CZ05 | 1978-1991 | CARE | Mixed-fuel | Mixed-fuel | 55.68 | 26.062 | 11871.2871 | 11871.2871 | -8174.9871 | 66.6305 | N/A | N/A | 1893.3234 | 2893.8805 | 0.15949 | 0.24377 | N/A | N/A | N/A | N/A | N/A | N/A | N/A | N/A | 178.1659 | N/A | N/A | 3696.3 | 0.31136 | 0.16039 | 5.773% | 3732.58 | 411.862 | 1472.5143 | 2.7782 | 76373.55 | 3676.9
Roof_RB | Roofing: Radiant Barrier |  | Radiant Barrier (at roof replacement) | PGE | PGE | CZ05 | 1978-1991 | CARE | Mixed-fuel | Mixed-fuel | 21.31 | 8.259 | 892.9455 | 892.9455 | 305.8545 | 22.004 | N/A | N/A | 619.6419 | 936.2702 | 0.69393 | 1.0485 | N/A | N/A | N/A | N/A | N/A | N/A | N/A | N/A | 40.581 | N/A | N/A | 1198.8 | 1.3425 | 0.05096 | 1.834% | 3732.58 | 411.862 | 1472.5143 | 2.7782 | 76373.55 | 3711.27
Roof_0.20Ref | Roofing: Steep Sloped, 0.20 Ref. |  | 0.20 Solar Reflectance Cool Roof (at roof replacement) | PGE | PGE | CZ05 | 1978-1991 | CARE | Mixed-fuel | Mixed-fuel | 7.02 | -8.982 | 892.9455 | 1203.407 | -2235.707 | -14.9919 | N/A | N/A | -467.7812 | -795.6872 | 0 | 0 | N/A | N/A | N/A | N/A | N/A | N/A | N/A | N/A | -59.5617 | N/A | N/A | -1032.3 | 0 | -0.05193 | -1.869% | 3732.58 | 411.862 | 1472.5143 | 2.7782 | 76373.55 | 3725.56
Roof_0.25Ref | Roofing: Steep Sloped, 0.25 Ref. |  | 0.25 Solar Reflectance Cool Roof (at roof replacement) | PGE | PGE | CZ05 | 1978-1991 | CARE | Mixed-fuel | Mixed-fuel | 8.89 | -13.655 | 1785.8911 | 2406.8139 | -4005.2139 | -23.2847 | N/A | N/A | -722.3689 | -1221.4136 | 0 | 0 | N/A | N/A | N/A | N/A | N/A | N/A | N/A | N/A | -76.6982 | N/A | N/A | -1598.4 | 0 | -0.07914 | -2.849% | 3732.58 | 411.862 | 1472.5143 | 2.7782 | 76373.55 | 3723.69
Ducts_R6 | New Ducts: R-6 |  | New Ducts: R-6 | PGE | PGE | CZ05 | 1978-1991 | CARE | Mixed-fuel | Mixed-fuel | 89.84 | 32.592 | 4808.3746 | 4808.3746 | -13.1746 | 87.8599 | N/A | N/A | 2470.1181 | 3724.4149 | 0.51371 | 0.77457 | N/A | N/A | N/A | N/A | N/A | N/A | N/A | N/A | 54.7277 | N/A | N/A | 4795.2 | 0.99726 | 0.20384 | 7.337% | 3732.58 | 411.862 | 1472.5143 | 2.7782 | 76373.55 | 3642.74
Ducts_R8 | New Ducts: R-8 |  | New Ducts: R-8 | PGE | PGE | CZ05 | 1978-1991 | CARE | Mixed-fuel | Mixed-fuel | 93.12 | 34.905 | 6311.1144 | 6311.1144 | -1199.5644 | 93.1243 | N/A | N/A | 2622.2577 | 3961.8845 | 0.4155 | 0.62776 | N/A | N/A | N/A | N/A | N/A | N/A | N/A | N/A | 67.7709 | N/A | N/A | 5111.55 | 0.80993 | 0.21785 | 7.842% | 3732.58 | 411.862 | 1472.5143 | 2.7782 | 76373.55 | 3639.46
DuctSealing_10% | Duct Sealing: 10% |  | Duct Sealing: 10% | PGE | PGE | CZ05 | 1978-1991 | CARE | Mixed-fuel | Mixed-fuel | 65.29 | 15.872 | 2589.5542 | 2589.5542 | -75.4042 | 48.6492 | N/A | N/A | 1337.1831 | 1956.5407 | 0.51638 | 0.75555 | N/A | N/A | N/A | N/A | N/A | N/A | N/A | N/A | 53.2291 | N/A | N/A | 2514.15 | 0.97088 | 0.10243 | 3.687% | 3732.58 | 411.862 | 1472.5143 | 2.7782 | 76373.55 | 3667.29
HPWH | HPWH |  | 240V Fed. Min. HPWH | PGE | PGE | CZ05 | 1978-1991 | CARE | Mixed-fuel | Mixed-fuel | -1390.8 | 170.231 | 4332.0102 | 6553.7323 | 4202.1677 | -94.9483 | -53.6684 | N/A | -4.8847 | 5194.1818 | 0 | 0.79255 | 936.2296 | 6184.8046 | 0.14285 | 0.94371 | N/A | N/A | N/A | N/A | -45.625 | -80.7181 | N/A | 10755.9 | 1.6412 | 0.86471 | 31.73% | 3732.58 | 402.74 | 1455.7117 | 2.7248 | 75291.3 | 5123.38
HPWH_HighEfficiency | High Efficiency HPWH |  | 240V Market Std. NEEA HPWH | PGE | PGE | CZ05 | 1978-1991 | CARE | Mixed-fuel | Mixed-fuel | -1077.23 | 170.41 | 5192.8306 | 7967.0806 | 5086.5194 | -6.5324 | 15.8955 | N/A | 2013.1671 | 7323.9635 | 0.25269 | 0.91928 | 2524.4883 | 7862.1834 | 0.31686 | 0.98683 | N/A | N/A | N/A | N/A | -794.9313 | 326.6852 | N/A | 13053.6 | 1.6384 | 0.90034 | 33.04% | 3732.58 | 402.74 | 1455.7117 | 2.7248 | 75291.3 | 4809.81
HPWH_HighEfficiency_DR | High Efficiency HPWH with Demand Response |  | 240V Market Std. NEEA HPWH + DR | PGE | PGE | CZ05 | 1978-1991 | CARE | Mixed-fuel | Mixed-fuel | -967.35 | 170.431 | 5192.8306 | 7967.0806 | 6285.3194 | 24.8978 | 43.9416 | N/A | 2729.9951 | 8079.1514 | 0.34266 | 1.0141 | 3164.1638 | 8536.1601 | 0.39715 | 1.0714 | N/A | N/A | N/A | N/A | 208.5661 | 118.1758 | N/A | 14252.4 | 1.7889 | 0.91962 | 33.75% | 3732.58 | 402.74 | 1455.7117 | 2.7248 | 75291.3 | 4699.93
HPWH_120V | 120V HPWH |  | 120V Market Std. NEEA HPWH | PGE | PGE | CZ05 | 1978-1991 | CARE | Mixed-fuel | Mixed-fuel | -935.16 | 170.881 | 2892.8863 | 4272.7328 | 10212.7672 | 34.9586 | 51.4176 | N/A | 2965.149 | 8340.5978 | 0.69397 | 1.9521 | 3340.3888 | 8735.5776 | 0.78179 | 2.0445 | N/A | N/A | N/A | N/A | 82.7518 | 56.2625 | N/A | 14485.5 | 3.3902 | 0.92312 | 33.88% | 3732.58 | 402.74 | 1455.7117 | 2.7248 | 75291.3 | 4667.74
HPWH_TankOutside | HPWH in Exterior Closet |  | 240V Fed. Min. HPWH, Exterior Closet | PGE | PGE | CZ05 | 1978-1991 | CARE | Mixed-fuel | Mixed-fuel | -1423.9 | 168.99 | 4751.0613 | 6972.7834 | 3383.5166 | -106.5836 | -63.5409 | N/A | -286.1597 | 4859.5763 | 0 | 0.69693 | 695.1467 | 5892.5056 | 0.099694 | 0.84507 | N/A | N/A | N/A | N/A | -44.5759 | -74.7717 | N/A | 10356.3 | 1.4852 | 0.85335 | 31.32% | 3732.58 | 402.74 | 1455.7117 | 2.7248 | 75291.3 | 5156.48
HPWH_TankInside_NotDucted | HPWH in interior closet, not ducted |  | 240V Fed. Min. HPWH, Interior Closet, Not Ducted | PGE | PGE | CZ05 | 1978-1991 | CARE | Mixed-fuel | Mixed-fuel | -1161.83 | 130.365 | 4412.5691 | 6634.2911 | 1058.0089 | -102.587 | -75.9032 | N/A | -696.7998 | 3219.4345 | 0 | 0.48527 | -88.4517 | 3859.7855 | 0 | 0.58179 | N/A | N/A | N/A | N/A | -43.013 | -58.1342 | N/A | 7692.3 | 1.1595 | 0.66589 | 24.44% | 3732.58 | 402.74 | 1455.7117 | 2.7248 | 75291.3 | 4894.41
HPWH_TankInside_Ducted | HPWH in interior closet, ducted outside |  | 240V Fed. Min. HPWH, Interior Closet, Ducted | PGE | PGE | CZ05 | 1978-1991 | CARE | Mixed-fuel | Mixed-fuel | -1354.66 | 179.932 | 5491.8272 | 7713.5493 | 4540.8507 | -68.6268 | -30.088 | N/A | 717.724 | 6249.7535 | 0.093047 | 0.81023 | 1596.3469 | 7174.5975 | 0.20695 | 0.93013 | N/A | N/A | N/A | N/A | -80.0246 | -182.5257 | N/A | 12254.4 | 1.5887 | 0.928 | 34.06% | 3732.58 | 402.74 | 1455.7117 | 2.7248 | 75291.3 | 5087.24
HPSH_9.5HSPF2_17SEER2 | New HPSH 9.5 HSPF2, 17 SEER2 |  | High Efficiency HPSH | PGE | PGE | CZ05 | 1978-1991 | CARE | Mixed-fuel | Mixed-fuel | -1347.69 | 168.939 | 3951.0299 | 6429.7645 | 2761.0355 | 10.057 | -11.2221 | N/A | 2421.6492 | 7826.803 | 0.37663 | 1.2173 | 1936.5191 | 7316.152 | 0.30118 | 1.1379 | N/A | N/A | N/A | N/A | 392.8629 | -352.0754 | N/A | 9190.8 | 1.4294 | 0.75654 | 28.58% | 3702.88 | 390.2 | 1421.9012 | 2.6474 | 72310.95 | 5050.57
MSHP | Ducted MSHP 9.5 HSPF2, 16.5 SEER2 |  | High Eff MSHP | PGE | PGE | CZ05 | 1978-1991 | CARE | Mixed-fuel | Mixed-fuel | -1340.95 | 168.939 | 1441.5303 | 2951.3745 | 6289.3755 | 11.8129 | -9.9525 | N/A | 2461.6797 | 7868.9393 | 0.83408 | 2.6662 | 1965.4644 | 7346.6199 | 0.66595 | 2.4892 | N/A | N/A | N/A | N/A | 122.0305 | -144.8411 | N/A | 9240.75 | 3.131 | 0.75778 | 28.62% | 3702.88 | 390.2 | 1421.9012 | 2.6474 | 72310.95 | 5043.83
PV_3kW | 3kW PV |  | 3kW PV | PGE | PGE | CZ05 | 1978-1991 | CARE | Mixed-fuel | Mixed-fuel | 3732.5803 | 0 | 9608.1502 | 11574.2633 | -3432.4133 | 500.611 | N/A | 395.0166 | 11413.1262 | 12013.5285 | 0.98608 | 1.038 | N/A | N/A | N/A | N/A | 9005.7438 | 9479.5026 | 0.77808 | 0.81902 | 19.1928 | N/A | 24.3234 | 8141.85 | 0.70344 | 0.10372 | 3.733% | 3732.58 | 411.862 | 1472.5143 | 2.7782 | 76373.55 | -0.00030593
AE | All Electric |  | All Electric | PGE | PGE | CZ05 | 1978-1991 | CARE | All Electric | Mixed-fuel | -4063.74 | 411.862 | 6302.3436 | 9121.6976 | 11624.2024 | -396.0002 | -258.9549 | N/A | -4296.5572 | 6867.9962 | 0 | 0.75293 | -1172.1439 | 10156.7733 | 0 | 1.1135 | N/A | N/A | N/A | N/A | -15.915 | -24.3376 | N/A | 20745.9 | 2.2743 | 1.921 | 69.15% | 3732.58 | 411.862 | 1472.5143 | 2.7782 | 76373.55 | 7796.32
VCHP_base | Base VCHP |  | Base VCHP | PGE | PGE | CZ05 | 1978-1991 | CARE | Mixed-fuel | Mixed-fuel | -1151.64 | 143.498 | 8825.7784 | 14273.6008 | -5499.0508 | 11.4405 | -34.0939 | N/A | 2095.9342 | 6623.9189 | 0.14684 | 0.46407 | 1057.8238 | 5531.1974 | 0.074111 | 0.38751 | N/A | N/A | N/A | N/A | 771.4519 | -258.8669 | N/A | 8774.55 | 0.61474 | 0.64551 | 26.11% | 3526.63 | 364.759 | 1326.0516 | 2.4724 | 68897.7 | 4678.27
VCHP_Fujitsu48 | Fujitsu 48 VCHP |  | Fujitsu 48 VCHP | PGE | PGE | CZ05 | 1978-1991 | CARE | Mixed-fuel | Mixed-fuel | -407.27 | 143.498 | 12409.8442 | 20158.142 | -5389.592 | 201.4331 | 111.6258 | N/A | 6427.4604 | 11183.3107 | 0.31885 | 0.55478 | 4379.9977 | 9028.1385 | 0.21728 | 0.44787 | N/A | N/A | N/A | N/A | 61.6078 | 111.1737 | N/A | 14768.55 | 0.73263 | 0.77216 | 31.23% | 3526.63 | 364.759 | 1326.0516 | 2.4724 | 68897.7 | 3933.9
HPWH_PV | HPWH + 3kW PV |  | 240V Fed. Min. HPWH + 3kW PV | PGE | PGE | CZ05 | 1978-1991 | CARE | Mixed-fuel | Mixed-fuel | 3562.303 | 170.231 | 13940.1604 | 18127.9956 | 3800.0544 | 603.7978 | N/A | 542.0458 | 15925.4034 | 21962.5033 | 0.8785 | 1.2115 | N/A | N/A | N/A | N/A | 14517.5568 | 20480.5951 | 0.80084 | 1.1298 | 23.0875 | N/A | 25.7177 | 21928.05 | 1.2096 | 1.0023 | 36.79% | 3732.58 | 402.74 | 1455.7117 | 2.7248 | 75291.3 | 170.277
HPSH_PV | HPSH + 3kW PV |  | HPSH + 3kW PV | PGE | PGE | CZ05 | 1978-1991 | CARE | Mixed-fuel | Mixed-fuel | 3308.678 | 168.939 | 10628.4836 | 13192.2286 | 2758.4714 | 508.2761 | N/A | 460.8136 | 13780.2435 | 19782.9308 | 1.0446 | 1.4996 | N/A | N/A | N/A | N/A | 12698.1759 | 18643.9396 | 0.96255 | 1.4133 | 20.9108 | N/A | 23.0646 | 15950.7 | 1.2091 | 0.84506 | 31.92% | 3702.88 | 390.2 | 1421.9012 | 2.6474 | 72310.95 | 394.202
HPSH_RCV_300CFM | New HPSH |  | Heat Pump Space Heater | SCG | PGE | CZ05 | 1978-1991 | CARE | Mixed-fuel | Mixed-fuel | -1644.42 | 168.939 | 1020.3334 | 1617.9653 | 5191.8847 | -121.0775 | -123.3141 | N/A | -963.2923 | 3312.2101 | 0 | 2.0471 | -1014.2823 | 3258.5378 | 0 | 2.014 | N/A | N/A | N/A | N/A | -8.4271 | -8.2743 | N/A | 6809.85 | 4.2089 | 0.70742 | 26.72% | 3702.88 | 390.2 | 1359.7145 | 2.6474 | 72310.95 | 5347.3
DFHP_RCV_300CFM_35F | DFHP, Existing Furnace 35F |  | Dual Fuel Heat Pump (existing furnace) | SCG | PGE | CZ05 | 1978-1991 | CARE | Mixed-fuel | Mixed-fuel | -1276.91 | 150.329 | 2014.2367 | 672.8765 | 5248.9735 | -49.3856 | -76.7353 | N/A | 487.5317 | 4397.2829 | 0.72455 | 6.5351 | -135.9966 | 3740.9531 | 0 | 5.5596 | N/A | N/A | N/A | N/A | -40.7859 | -26.2492 | N/A | 5921.85 | 8.8008 | 0.66576 | 24.91% | 3702.88 | 394.532 | 1366.5746 | 2.6728 | 71373 | 4979.79
RaisedFloorInsulation_R19 | Raised Floor Insulation: R-19 |  | Raised Floor Insulation: R-19 | SCG | PGE | CZ05 | 1978-1991 | CARE | Mixed-fuel | Mixed-fuel | 11.36 | 83.65 | 3632.776 | 3632.776 | 6939.974 | 136.7538 | N/A | N/A | 4107.7386 | 6707.023 | 1.1307 | 1.8463 | N/A | N/A | N/A | N/A | N/A | N/A | N/A | N/A | 26.5643 | N/A | N/A | 10572.75 | 2.9104 | 0.49511 | 16.51% | 3818.87 | 448.151 | 1488.8943 | 2.9988 | 81451.8 | 3807.51
RaisedFloorInsulation_R30 | Raised Floor Insulation: R-30vs0 |  | Raised Floor Insulation: R-30vsR0 | SCG | PGE | CZ05 | 1978-1991 | CARE | Mixed-fuel | Mixed-fuel | 7.26 | 95.229 | 4112.6252 | 4112.6252 | 7875.3748 | 153.0137 | N/A | N/A | 4609.0159 | 7549.0192 | 1.1207 | 1.8356 | N/A | N/A | N/A | N/A | N/A | N/A | N/A | N/A | 26.8775 | N/A | N/A | 11988 | 2.9149 | 0.56346 | 18.79% | 3818.87 | 448.151 | 1488.8943 | 2.9988 | 81451.8 | 3811.61
AtticInsulation_R38 | Attic Insulation: R-38 |  | Attic Insulation: R-38 | SCG | PGE | CZ05 | 1978-1991 | CARE | Mixed-fuel | Mixed-fuel | 25.9 | 13.365 | 2555.3859 | 2555.3859 | -690.5859 | 29.278 | N/A | N/A | 828.4851 | 1259.6321 | 0.32421 | 0.49293 | N/A | N/A | N/A | N/A | N/A | N/A | N/A | N/A | 87.2799 | N/A | N/A | 1864.8 | 0.72975 | 0.08126 | 2.925% | 3732.58 | 411.862 | 1402.8594 | 2.7782 | 76373.55 | 3706.68
AtticInsulation_R49 | Attic Insulation: R-49 |  | Attic Insulation: R-49 | SCG | PGE | CZ05 | 1978-1991 | CARE | Mixed-fuel | Mixed-fuel | 32.96 | 16.578 | 3611.6191 | 3611.6191 | -1263.9691 | 36.3672 | N/A | N/A | 1027.6299 | 1559.5822 | 0.28453 | 0.43182 | N/A | N/A | N/A | N/A | N/A | N/A | N/A | N/A | 99.3097 | N/A | N/A | 2347.65 | 0.65003 | 0.10095 | 3.634% | 3732.58 | 411.862 | 1402.8594 | 2.7782 | 76373.55 | 3699.62
Windows_0.28UFactor0.35SHGC | New Windows: 0.28 U-factor, 0.35 SHGC |  | Window Upgrade: 0.28 vs 0.30 U-factor | SCG | PGE | CZ05 | 1978-1991 | CARE | Mixed-fuel | Mixed-fuel | 55.68 | 26.062 | 11871.2871 | 11871.2871 | -8174.9871 | 57.7395 | N/A | N/A | 1625.4073 | 2454.8759 | 0.13692 | 0.20679 | N/A | N/A | N/A | N/A | N/A | N/A | N/A | N/A | 205.6008 | N/A | N/A | 3696.3 | 0.31136 | 0.16039 | 5.773% | 3732.58 | 411.862 | 1402.8594 | 2.7782 | 76373.55 | 3676.9
Roof_RB | Roofing: Radiant Barrier |  | Radiant Barrier (at roof replacement) | SCG | PGE | CZ05 | 1978-1991 | CARE | Mixed-fuel | Mixed-fuel | 21.31 | 8.259 | 892.9455 | 892.9455 | 305.8545 | 19.6804 | N/A | N/A | 549.6236 | 821.5389 | 0.61552 | 0.92003 | N/A | N/A | N/A | N/A | N/A | N/A | N/A | N/A | 45.3723 | N/A | N/A | 1198.8 | 1.3425 | 0.05096 | 1.834% | 3732.58 | 411.862 | 1402.8594 | 2.7782 | 76373.55 | 3711.27
Roof_0.20Ref | Roofing: Steep Sloped, 0.20 Ref. |  | 0.20 Solar Reflectance Cool Roof (at roof replacement) | SCG | PGE | CZ05 | 1978-1991 | CARE | Mixed-fuel | Mixed-fuel | 7.02 | -8.982 | 892.9455 | 1203.407 | -2235.707 | -12.8939 | N/A | N/A | -404.5617 | -692.0963 | 0 | 0 | N/A | N/A | N/A | N/A | N/A | N/A | N/A | N/A | -69.2531 | N/A | N/A | -1032.3 | 0 | -0.05193 | -1.869% | 3732.58 | 411.862 | 1402.8594 | 2.7782 | 76373.55 | 3725.56
Roof_0.25Ref | Roofing: Steep Sloped, 0.25 Ref. |  | 0.25 Solar Reflectance Cool Roof (at roof replacement) | SCG | PGE | CZ05 | 1978-1991 | CARE | Mixed-fuel | Mixed-fuel | 8.89 | -13.655 | 1785.8911 | 2406.8139 | -4005.2139 | -20.0929 | N/A | N/A | -626.1904 | -1063.8165 | 0 | 0 | N/A | N/A | N/A | N/A | N/A | N/A | N/A | N/A | -88.8817 | N/A | N/A | -1598.4 | 0 | -0.07914 | -2.849% | 3732.58 | 411.862 | 1402.8594 | 2.7782 | 76373.55 | 3723.69
Ducts_R6 | New Ducts: R-6 |  | New Ducts: R-6 | SCG | PGE | CZ05 | 1978-1991 | CARE | Mixed-fuel | Mixed-fuel | 89.84 | 32.592 | 4808.3746 | 4808.3746 | -13.1746 | 76.4965 | N/A | N/A | 2127.6991 | 3163.3306 | 0.4425 | 0.65788 | N/A | N/A | N/A | N/A | N/A | N/A | N/A | N/A | 62.8575 | N/A | N/A | 4795.2 | 0.99726 | 0.20384 | 7.337% | 3732.58 | 411.862 | 1402.8594 | 2.7782 | 76373.55 | 3642.74
Ducts_R8 | New Ducts: R-8 |  | New Ducts: R-8 | SCG | PGE | CZ05 | 1978-1991 | CARE | Mixed-fuel | Mixed-fuel | 93.12 | 34.905 | 6311.1144 | 6311.1144 | -1199.5644 | 81.0059 | N/A | N/A | 2257.0925 | 3363.5286 | 0.35764 | 0.53295 | N/A | N/A | N/A | N/A | N/A | N/A | N/A | N/A | 77.9093 | N/A | N/A | 5111.55 | 0.80993 | 0.21785 | 7.842% | 3732.58 | 411.862 | 1402.8594 | 2.7782 | 76373.55 | 3639.46
DuctSealing_10% | Duct Sealing: 10% |  | Duct Sealing: 10% | SCG | PGE | CZ05 | 1978-1991 | CARE | Mixed-fuel | Mixed-fuel | 65.29 | 15.872 | 2589.5542 | 2589.5542 | -75.4042 | 43.3554 | N/A | N/A | 1177.6633 | 1695.1531 | 0.45477 | 0.65461 | N/A | N/A | N/A | N/A | N/A | N/A | N/A | N/A | 59.7285 | N/A | N/A | 2514.15 | 0.97088 | 0.10243 | 3.687% | 3732.58 | 411.862 | 1402.8594 | 2.7782 | 76373.55 | 3667.29
HPWH | HPWH |  | 240V Fed. Min. HPWH | SCG | PGE | CZ05 | 1978-1991 | CARE | Mixed-fuel | Mixed-fuel | -1390.8 | 170.231 | 4332.0102 | 6553.7323 | 4202.1677 | -144.711 | -103.4312 | N/A | -1504.4026 | 2737.0871 | 0 | 0.41764 | -563.2883 | 3727.7099 | 0 | 0.56879 | N/A | N/A | N/A | N/A | -29.9356 | -41.883 | N/A | 10755.9 | 1.6412 | 0.86471 | 31.73% | 3732.58 | 402.74 | 1387.7597 | 2.7248 | 75291.3 | 5123.38
HPWH_HighEfficiency | High Efficiency HPWH |  | 240V Market Std. NEEA HPWH | SCG | PGE | CZ05 | 1978-1991 | CARE | Mixed-fuel | Mixed-fuel | -1077.23 | 170.41 | 5192.8306 | 7967.0806 | 5086.5194 | -56.3607 | -33.9328 | N/A | 511.6751 | 4863.634 | 0.064224 | 0.61047 | 1022.9962 | 5401.8539 | 0.1284 | 0.67802 | N/A | N/A | N/A | N/A | -92.1356 | -153.0329 | N/A | 13053.6 | 1.6384 | 0.90034 | 33.04% | 3732.58 | 402.74 | 1387.7597 | 2.7248 | 75291.3 | 4809.81
HPWH_HighEfficiency_DR | High Efficiency HPWH with Demand Response |  | 240V Market Std. NEEA HPWH + DR | SCG | PGE | CZ05 | 1978-1991 | CARE | Mixed-fuel | Mixed-fuel | -967.35 | 170.431 | 5192.8306 | 7967.0806 | 6285.3194 | -24.9383 | -5.8945 | N/A | 1228.2677 | 5618.4363 | 0.15417 | 0.70521 | 1662.4364 | 6075.445 | 0.20866 | 0.76257 | N/A | N/A | N/A | N/A | -208.2268 | -880.9594 | N/A | 14252.4 | 1.7889 | 0.91962 | 33.75% | 3732.58 | 402.74 | 1387.7597 | 2.7248 | 75291.3 | 4699.93
HPWH_120V | 120V HPWH |  | 120V Market Std. NEEA HPWH | SCG | PGE | CZ05 | 1978-1991 | CARE | Mixed-fuel | Mixed-fuel | -935.16 | 170.881 | 2892.8863 | 4272.7328 | 10212.7672 | -15.0365 | 1.4226 | N/A | 1458.6321 | 5872.0347 | 0.34138 | 1.3743 | 1833.872 | 6267.0145 | 0.4292 | 1.4667 | N/A | N/A | N/A | N/A | -192.3915 | 2033.5378 | N/A | 14485.5 | 3.3902 | 0.92312 | 33.88% | 3732.58 | 402.74 | 1387.7597 | 2.7248 | 75291.3 | 4667.74
HPWH_TankOutside | HPWH in Exterior Closet |  | 240V Fed. Min. HPWH, Exterior Closet | SCG | PGE | CZ05 | 1978-1991 | CARE | Mixed-fuel | Mixed-fuel | -1423.9 | 168.99 | 4751.0613 | 6972.7834 | 3383.5166 | -155.8982 | -112.8554 | N/A | -1772.171 | 2424.6134 | 0 | 0.34773 | -790.8647 | 3457.5426 | 0 | 0.49586 | N/A | N/A | N/A | N/A | -30.4754 | -42.0987 | N/A | 10356.3 | 1.4852 | 0.85335 | 31.32% | 3732.58 | 402.74 | 1387.7597 | 2.7248 | 75291.3 | 5156.48
HPWH_TankInside_NotDucted | HPWH in interior closet, not ducted |  | 240V Fed. Min. HPWH, Interior Closet, Not Ducted | SCG | PGE | CZ05 | 1978-1991 | CARE | Mixed-fuel | Mixed-fuel | -1161.83 | 130.365 | 4412.5691 | 6634.2911 | 1058.0089 | -137.9772 | -111.2934 | N/A | -1763.2255 | 1472.0002 | 0 | 0.22188 | -1154.8775 | 2112.3512 | 0 | 0.3184 | N/A | N/A | N/A | N/A | -31.9804 | -39.6481 | N/A | 7692.3 | 1.1595 | 0.66589 | 24.44% | 3732.58 | 402.74 | 1387.7597 | 2.7248 | 75291.3 | 4894.41
HPWH_TankInside_Ducted | HPWH in interior closet, ducted outside |  | 240V Fed. Min. HPWH, Interior Closet, Ducted | SCG | PGE | CZ05 | 1978-1991 | CARE | Mixed-fuel | Mixed-fuel | -1354.66 | 179.932 | 5491.8272 | 7713.5493 | 4540.8507 | -121.5981 | -83.0593 | N/A | -878.4782 | 3634.2329 | 0 | 0.47115 | 0.14468 | 4559.0769 | 1.8757e-05 | 0.59105 | N/A | N/A | N/A | N/A | -45.1638 | -66.1194 | N/A | 12254.4 | 1.5887 | 0.928 | 34.06% | 3732.58 | 402.74 | 1387.7597 | 2.7248 | 75291.3 | 5087.24
HPSH_9.5HSPF2_17SEER2 | New HPSH 9.5 HSPF2, 17 SEER2 |  | High Efficiency HPSH | SCG | PGE | CZ05 | 1978-1991 | CARE | Mixed-fuel | Mixed-fuel | -1347.69 | 168.939 | 3951.0299 | 6429.7645 | 2761.0355 | -43.8337 | -65.1128 | N/A | 797.7433 | 5165.8873 | 0.12407 | 0.80343 | 312.6132 | 4655.2363 | 0.04862 | 0.72401 | N/A | N/A | N/A | N/A | -90.1368 | -60.6798 | N/A | 9190.8 | 1.4294 | 0.75654 | 28.58% | 3702.88 | 390.2 | 1359.7145 | 2.6474 | 72310.95 | 5050.57
MSHP | Ducted MSHP 9.5 HSPF2, 16.5 SEER2 |  | High Eff MSHP | SCG | PGE | CZ05 | 1978-1991 | CARE | Mixed-fuel | Mixed-fuel | -1340.95 | 168.939 | 1441.5303 | 2951.3745 | 6289.3755 | -42.0778 | -63.8432 | N/A | 837.7738 | 5208.0236 | 0.28386 | 1.7646 | 341.5584 | 4685.7042 | 0.11573 | 1.5876 | N/A | N/A | N/A | N/A | -34.2587 | -22.5792 | N/A | 9240.75 | 3.131 | 0.75778 | 28.62% | 3702.88 | 390.2 | 1359.7145 | 2.6474 | 72310.95 | 5043.83
PV_3kW | 3kW PV |  | 3kW PV | SCG | PGE | CZ05 | 1978-1991 | CARE | Mixed-fuel | Mixed-fuel | 3732.5803 | 0 | 9608.1502 | 11574.2633 | -3432.4133 | 500.611 | N/A | 395.0166 | 11413.1262 | 12013.5285 | 0.98608 | 1.038 | N/A | N/A | N/A | N/A | 9005.7438 | 9479.5026 | 0.77808 | 0.81902 | 19.1928 | N/A | 24.3234 | 8141.85 | 0.70344 | 0.10372 | 3.733% | 3732.58 | 411.862 | 1402.8594 | 2.7782 | 76373.55 | -0.00030593
AE | All Electric |  | All Electric | SCG | PGE | CZ05 | 1978-1991 | CARE | All Electric | Mixed-fuel | -4063.74 | 411.862 | 6302.3436 | 9121.6976 | 11624.2024 | -465.6551 | -328.6098 | N/A | -6395.4915 | 3428.7039 | 0 | 0.37588 | -3271.0782 | 6717.481 | 0 | 0.73643 | N/A | N/A | N/A | N/A | -13.5344 | -19.1788 | N/A | 20745.9 | 2.2743 | 1.921 | 69.15% | 3732.58 | 411.862 | 1402.8594 | 2.7782 | 76373.55 | 7796.32
VCHP_base | Base VCHP |  | Base VCHP | SCG | PGE | CZ05 | 1978-1991 | CARE | Mixed-fuel | Mixed-fuel | -1151.64 | 143.498 | 8825.7784 | 14273.6008 | -5499.0508 | -33.4266 | -78.961 | N/A | 743.9394 | 4408.554 | 0.05212 | 0.30886 | -294.171 | 3315.8325 | 0 | 0.23231 | N/A | N/A | N/A | N/A | -264.0344 | -111.7739 | N/A | 8774.55 | 0.61474 | 0.64551 | 26.11% | 3526.63 | 364.759 | 1272.8885 | 2.4724 | 68897.7 | 4678.27
VCHP_Fujitsu48 | Fujitsu 48 VCHP |  | Fujitsu 48 VCHP | SCG | PGE | CZ05 | 1978-1991 | CARE | Mixed-fuel | Mixed-fuel | -407.27 | 143.498 | 12409.8442 | 20158.142 | -5389.592 | 156.566 | 66.7586 | N/A | 5075.4656 | 8967.9458 | 0.25178 | 0.44488 | 3028.0029 | 6812.7736 | 0.15021 | 0.33797 | N/A | N/A | N/A | N/A | 79.2627 | 185.8912 | N/A | 14768.55 | 0.73263 | 0.77216 | 31.23% | 3526.63 | 364.759 | 1272.8885 | 2.4724 | 68897.7 | 3933.9
HPWH_PV | HPWH + 3kW PV |  | 240V Fed. Min. HPWH + 3kW PV | SCG | PGE | CZ05 | 1978-1991 | CARE | Mixed-fuel | Mixed-fuel | 3562.303 | 170.231 | 13940.1604 | 18127.9956 | 3800.0544 | 554.035 | N/A | 492.283 | 14425.8855 | 19505.4086 | 0.79578 | 1.076 | N/A | N/A | N/A | N/A | 13018.0389 | 18023.5004 | 0.71812 | 0.99424 | 25.1612 | N/A | 28.3174 | 21928.05 | 1.2096 | 1.0023 | 36.79% | 3732.58 | 402.74 | 1387.7597 | 2.7248 | 75291.3 | 170.277
HPSH_PV | HPSH + 3kW PV |  | HPSH + 3kW PV | SCG | PGE | CZ05 | 1978-1991 | CARE | Mixed-fuel | Mixed-fuel | 3308.678 | 168.939 | 10628.4836 | 13192.2286 | 2758.4714 | 454.3853 | N/A | 406.9229 | 12156.3375 | 17122.0151 | 0.92148 | 1.2979 | N/A | N/A | N/A | N/A | 11074.27 | 15983.0239 | 0.83945 | 1.2115 | 23.3909 | N/A | 26.1192 | 15950.7 | 1.2091 | 0.84506 | 31.92% | 3702.88 | 390.2 | 1359.7145 | 2.6474 | 72310.95 | 394.202
HPSH_RCV_300CFM | New HPSH |  | Heat Pump Space Heater | SCG | SCE | CZ06 | 1978-1991 | CARE | Mixed-fuel | Mixed-fuel | -239.87 | 34.068 | 1020.3334 | 1617.9653 | 352.2847 | -12.5539 | -114.3875 | N/A | 80.7955 | 911.7452 | 0.049936 | 0.56351 | -2213.1436 | -1532.0292 | 0 | 0 | N/A | N/A | N/A | N/A | -81.2761 | -8.92 | N/A | 1970.25 | 1.2177 | 0.14291 | 8.039% | 3934.09 | 242.44 | 1079.3973 | 1.7777 | 55916.25 | 4173.96
DFHP_RCV_300CFM_35F | DFHP, Existing Furnace 35F |  | Dual Fuel Heat Pump (existing furnace) | SCG | SCE | CZ06 | 1978-1991 | CARE | Mixed-fuel | Mixed-fuel | -230.22 | 34.52 | 2014.2367 | 672.8765 | 1119.7735 | -9.6052 | -112.2127 | N/A | 152.1553 | 998.9754 | 0.22613 | 1.4846 | -2159.2171 | -1463.3711 | 0 | 0 | N/A | N/A | N/A | N/A | -209.7027 | -17.9502 | N/A | 1792.65 | 2.6642 | 0.14766 | 8.282% | 3934.09 | 243.314 | 1080.6229 | 1.7828 | 55727.55 | 4164.31
RaisedFloorInsulation_R19 | Raised Floor Insulation: R-19 |  | Raised Floor Insulation: R-19 | SCG | SCE | CZ06 | 1978-1991 | CARE | Mixed-fuel | Mixed-fuel | -485.61 | 25.082 | 3632.776 | 3632.776 | -3233.176 | -115.389 | N/A | N/A | -2323.0951 | -1847.6172 | 0 | 0 | N/A | N/A | N/A | N/A | N/A | N/A | N/A | N/A | -31.4829 | N/A | N/A | 399.6 | 0.11 | 0.13093 | 6.678% | 4335.44 | 270.22 | 1235.2478 | 1.9605 | 62221.05 | 4821.05
RaisedFloorInsulation_R30 | Raised Floor Insulation: R-30vs0 |  | Raised Floor Insulation: R-30vsR0 | SCG | SCE | CZ06 | 1978-1991 | CARE | Mixed-fuel | Mixed-fuel | -575.09 | 28.394 | 4112.6252 | 4112.6252 | -3779.6252 | -137.413 | N/A | N/A | -2784.265 | -2259.5386 | 0 | 0 | N/A | N/A | N/A | N/A | N/A | N/A | N/A | N/A | -29.9289 | N/A | N/A | 333 | 0.08097 | 0.14759 | 7.528% | 4335.44 | 270.22 | 1235.2478 | 1.9605 | 62221.05 | 4910.53
AtticInsulation_R38 | Attic Insulation: R-38 |  | Attic Insulation: R-38 | SCG | SCE | CZ06 | 1978-1991 | CARE | Mixed-fuel | Mixed-fuel | 147.11 | 4.847 | 2555.3859 | 2555.3859 | -1090.1859 | 51.9539 | N/A | N/A | 1221.9001 | 1418.8167 | 0.47817 | 0.55523 | N/A | N/A | N/A | N/A | N/A | N/A | N/A | N/A | 49.1856 | N/A | N/A | 1465.2 | 0.57338 | 0.03459 | 1.909% | 4180.59 | 246.498 | 1159.4054 | 1.8123 | 58175.1 | 4033.48
AtticInsulation_R49 | Attic Insulation: R-49 |  | Attic Insulation: R-49 | SCG | SCE | CZ06 | 1978-1991 | CARE | Mixed-fuel | Mixed-fuel | 177.4 | 5.976 | 3611.6191 | 3611.6191 | -1830.0691 | 62.8782 | N/A | N/A | 1479.9936 | 1721.0378 | 0.40979 | 0.47653 | N/A | N/A | N/A | N/A | N/A | N/A | N/A | N/A | 57.4383 | N/A | N/A | 1781.55 | 0.49328 | 0.04268 | 2.355% | 4180.59 | 246.498 | 1159.4054 | 1.8123 | 58175.1 | 4003.19
Windows_0.28UFactor0.23SHGC | New Windows: 0.28 U-factor, 0.23 SHGC |  | Window Upgrade: 0.28 vs 0.30 U-factor | SCG | SCE | CZ06 | 1978-1991 | CARE | Mixed-fuel | Mixed-fuel | 431.21 | -1.26 | 11462.7824 | 11462.7824 | -9148.4324 | 123.5215 | N/A | N/A | 2770.2614 | 2923.4398 | 0.24167 | 0.25504 | N/A | N/A | N/A | N/A | N/A | N/A | N/A | N/A | 92.7999 | N/A | N/A | 2314.35 | 0.2019 | 0.00852 | 0.4701% | 4180.59 | 246.498 | 1159.4054 | 1.8123 | 58175.1 | 3749.38
Roof_RB | Roofing: Radiant Barrier |  | Radiant Barrier (at roof replacement) | SCG | SCE | CZ06 | 1978-1991 | CARE | Mixed-fuel | Mixed-fuel | 92.63 | 2.341 | 892.9455 | 892.9455 | -77.0955 | 31.2809 | N/A | N/A | 729.6204 | 833.9946 | 0.81709 | 0.93398 | N/A | N/A | N/A | N/A | N/A | N/A | N/A | N/A | 28.546 | N/A | N/A | 815.85 | 0.91366 | 0.01732 | 0.9557% | 4180.59 | 246.498 | 1159.4054 | 1.8123 | 58175.1 | 4087.96
Roof_0.20Ref | Roofing: Steep Sloped, 0.20 Ref. |  | 0.20 Solar Reflectance Cool Roof (at roof replacement) | SCG | SCE | CZ06 | 1978-1991 | CARE | Mixed-fuel | Mixed-fuel | 102.71 | -2.591 | 892.9455 | 1203.407 | -937.007 | 27.8786 | N/A | N/A | 600.0878 | 575.889 | 0.49866 | 0.47855 | N/A | N/A | N/A | N/A | N/A | N/A | N/A | N/A | 32.0297 | N/A | N/A | 266.4 | 0.22137 | -0.01122 | -0.6191% | 4180.59 | 246.498 | 1159.4054 | 1.8123 | 58175.1 | 4077.88
Roof_0.25Ref | Roofing: Steep Sloped, 0.25 Ref. |  | 0.25 Solar Reflectance Cool Roof (at roof replacement) | SCG | SCE | CZ06 | 1978-1991 | CARE | Mixed-fuel | Mixed-fuel | 148.23 | -3.948 | 1785.8911 | 2406.8139 | -2057.1639 | 39.4055 | N/A | N/A | 844.7823 | 802.5834 | 0.351 | 0.33346 | N/A | N/A | N/A | N/A | N/A | N/A | N/A | N/A | 45.3208 | N/A | N/A | 349.65 | 0.14528 | -0.01765 | -0.9739% | 4180.59 | 246.498 | 1159.4054 | 1.8123 | 58175.1 | 4032.36
Ducts_R6 | New Ducts: R-6 |  | New Ducts: R-6 | SCG | SCE | CZ06 | 1978-1991 | CARE | Mixed-fuel | Mixed-fuel | 178.78 | 6.902 | 4808.3746 | 4808.3746 | -2827.0246 | 62.0109 | N/A | N/A | 1470.5502 | 1733.9032 | 0.30583 | 0.3606 | N/A | N/A | N/A | N/A | N/A | N/A | N/A | N/A | 77.5409 | N/A | N/A | 1981.35 | 0.41206 | 0.04973 | 2.744% | 4180.59 | 246.498 | 1159.4054 | 1.8123 | 58175.1 | 4001.81
Ducts_R8 | New Ducts: R-8 |  | New Ducts: R-8 | SCG | SCE | CZ06 | 1978-1991 | CARE | Mixed-fuel | Mixed-fuel | 186.87 | 7.495 | 6311.1144 | 6311.1144 | -4229.8644 | 65.1133 | N/A | N/A | 1546.7653 | 1829.4662 | 0.24509 | 0.28988 | N/A | N/A | N/A | N/A | N/A | N/A | N/A | N/A | 96.9251 | N/A | N/A | 2081.25 | 0.32978 | 0.05358 | 2.956% | 4180.59 | 246.498 | 1159.4054 | 1.8123 | 58175.1 | 3993.72
DuctSealing_10% | Duct Sealing: 10% |  | Duct Sealing: 10% | SCG | SCE | CZ06 | 1978-1991 | CARE | Mixed-fuel | Mixed-fuel | 112.74 | 2.89 | 2589.5542 | 2589.5542 | -1507.3042 | 37.3539 | N/A | N/A | 872.2883 | 999.3017 | 0.33685 | 0.3859 | N/A | N/A | N/A | N/A | N/A | N/A | N/A | N/A | 69.3249 | N/A | N/A | 1082.25 | 0.41793 | 0.0235 | 1.297% | 4180.59 | 246.498 | 1159.4054 | 1.8123 | 58175.1 | 4067.85
HPWH | HPWH |  | 240V Fed. Min. HPWH | SCG | SCE | CZ06 | 1978-1991 | CARE | Mixed-fuel | Mixed-fuel | -1013.5 | 156.7019 | 4332.0102 | 6553.7323 | 5450.9177 | -52.2429 | -128.6546 | N/A | 421.211 | 4077.7291 | 0.06427 | 0.6222 | -1300.0674 | 2244.0203 | 0 | 0.3424 | N/A | N/A | N/A | N/A | -82.9206 | -33.6716 | N/A | 12004.65 | 1.8317 | 0.82932 | 47.12% | 4180.59 | 237.558 | 1146.2517 | 1.76 | 57109.5 | 5194.09
HPWH_HighEfficiency | High Efficiency HPWH |  | 240V Market Std. NEEA HPWH | SCG | SCE | CZ06 | 1978-1991 | CARE | Mixed-fuel | Mixed-fuel | -851.37 | 156.7422 | 5192.8306 | 7967.0806 | 5253.0194 | -4.9967 | -90.2646 | N/A | 1485.9189 | 5212.9402 | 0.18651 | 0.65431 | -434.8575 | 3166.7027 | 0 | 0.39747 | N/A | N/A | N/A | N/A | -1039.2617 | -57.529 | N/A | 13220.1 | 1.6593 | 0.84818 | 48.19% | 4180.59 | 237.558 | 1146.2517 | 1.76 | 57109.5 | 5031.96
HPWH_HighEfficiency_DR | High Efficiency HPWH with Demand Response |  | 240V Market Std. NEEA HPWH + DR | SCG | SCE | CZ06 | 1978-1991 | CARE | Mixed-fuel | Mixed-fuel | -784.11 | 156.7517 | 5192.8306 | 7967.0806 | 5902.3694 | 18.706 | -63.3221 | N/A | 2019.9527 | 5782.0835 | 0.25354 | 0.72575 | 172.1596 | 3813.5964 | 0.021609 | 0.47867 | N/A | N/A | N/A | N/A | 277.6029 | -82.0066 | N/A | 13869.45 | 1.7408 | 0.85924 | 48.82% | 4180.59 | 237.558 | 1146.2517 | 1.76 | 57109.5 | 4964.7
HPWH_120V | 120V HPWH |  | 120V Market Std. NEEA HPWH | SCG | SCE | CZ06 | 1978-1991 | CARE | Mixed-fuel | Mixed-fuel | -803.4 | 156.8948 | 2892.8863 | 4272.7328 | 9380.2672 | 13.0595 | -65.7721 | N/A | 1894.2685 | 5651.6178 | 0.44334 | 1.3227 | 118.4781 | 3759.8365 | 0.027729 | 0.87996 | N/A | N/A | N/A | N/A | 221.5155 | -43.9835 | N/A | 13653 | 3.1954 | 0.85259 | 48.44% | 4180.59 | 237.558 | 1146.2517 | 1.76 | 57109.5 | 4983.99
HPWH_TankOutside | HPWH in Exterior Closet |  | 240V Fed. Min. HPWH, Exterior Closet | SCG | SCE | CZ06 | 1978-1991 | CARE | Mixed-fuel | Mixed-fuel | -1032.18 | 156.2823 | 4751.0613 | 6972.7834 | 4848.7166 | -59.9648 | -137.1526 | N/A | 242.8464 | 3877.6803 | 0.034828 | 0.55612 | -1495.915 | 2025.3466 | 0 | 0.29046 | N/A | N/A | N/A | N/A | -79.2309 | -34.6407 | N/A | 11821.5 | 1.6954 | 0.82395 | 46.81% | 4180.59 | 237.558 | 1146.2517 | 1.76 | 57109.5 | 5212.77
HPWH_TankInside_NotDucted | HPWH in interior closet, not ducted |  | 240V Fed. Min. HPWH, Interior Closet, Not Ducted | SCG | SCE | CZ06 | 1978-1991 | CARE | Mixed-fuel | Mixed-fuel | -762.47 | 142.5805 | 4412.5691 | 6634.2911 | 5203.8589 | 2.6783 | -85.9159 | N/A | 1512.0996 | 4907.672 | 0.22792 | 0.73974 | -483.6054 | 2781.6117 | 0 | 0.41928 | N/A | N/A | N/A | N/A | 1647.5144 | -51.3592 | N/A | 11838.15 | 1.7844 | 0.76239 | 43.32% | 4180.59 | 237.558 | 1146.2517 | 1.76 | 57109.5 | 4943.06
HPWH_TankInside_Ducted | HPWH in interior closet, ducted outside |  | 240V Fed. Min. HPWH, Interior Closet, Ducted | SCG | SCE | CZ06 | 1978-1991 | CARE | Mixed-fuel | Mixed-fuel | -1057.12 | 160.1113 | 5491.8272 | 7713.5493 | 4507.5507 | -61.2321 | -136.7178 | N/A | 254.5891 | 3981.684 | 0.033005 | 0.51619 | -1445.8303 | 2170.1967 | 0 | 0.28135 | N/A | N/A | N/A | N/A | -89.6887 | -40.1691 | N/A | 12221.1 | 1.5844 | 0.8503 | 48.31% | 4180.59 | 237.558 | 1146.2517 | 1.76 | 57109.5 | 5237.71
HPSH_9.5HSPF2_17SEER2 | New HPSH 9.5 HSPF2, 17 SEER2 |  | High Efficiency HPSH | SCG | SCE | CZ06 | 1978-1991 | CARE | Mixed-fuel | Mixed-fuel | -132.09 | 34.068 | 3951.0299 | 6429.7645 | -3643.6645 | 15.0679 | -90.461 | N/A | 703.014 | 1574.6058 | 0.10934 | 0.24489 | -1674.1682 | -957.8491 | 0 | 0 | N/A | N/A | N/A | N/A | 262.2153 | -43.6766 | N/A | 2786.1 | 0.43331 | 0.15757 | 8.864% | 3934.09 | 242.44 | 1079.3973 | 1.7777 | 55916.25 | 4066.18
MSHP | Ducted MSHP 9.5 HSPF2, 16.5 SEER2 |  | High Eff MSHP | SCG | SCE | CZ06 | 1978-1991 | CARE | Mixed-fuel | Mixed-fuel | -160.99 | 34.068 | 1441.5303 | 2951.3745 | -348.4245 | 6.4344 | -98.5869 | N/A | 508.5331 | 1367.4217 | 0.1723 | 0.46332 | -1857.2134 | -1152.8504 | 0 | 0 | N/A | N/A | N/A | N/A | 224.035 | -14.6219 | N/A | 2602.95 | 0.88195 | 0.1567 | 8.815% | 3934.09 | 242.44 | 1079.3973 | 1.7777 | 55916.25 | 4095.08
PV_3kW | 3kW PV |  | 3kW PV | SCG | SCE | CZ06 | 1978-1991 | CARE | Mixed-fuel | Mixed-fuel | 4180.5905 | 0 | 9608.1502 | 11574.2633 | -1883.9633 | 556.2089 | N/A | 421.5897 | 12529.3609 | 13347.7529 | 1.0825 | 1.1532 | N/A | N/A | N/A | N/A | 9496.8816 | 10117.1982 | 0.82052 | 0.87411 | 17.2744 | N/A | 22.7903 | 9690.3 | 0.83723 | 0.11842 | 6.534% | 4180.59 | 246.498 | 1159.4054 | 1.8123 | 58175.1 | -0.00046718
AE | All Electric |  | All Electric | SCG | SCE | CZ06 | 1978-1991 | CARE | All Electric | Mixed-fuel | -2058.35 | 246.498 | 6302.3436 | 9121.6976 | 6545.9524 | -216.7712 | -234.7989 | N/A | -2376.0273 | 3161.9862 | 0 | 0.34664 | -2782.1256 | 2729.3624 | 0 | 0.29922 | N/A | N/A | N/A | N/A | -29.0737 | -26.8415 | N/A | 15667.65 | 1.7176 | 1.2291 | 67.82% | 4180.59 | 246.498 | 1159.4054 | 1.8123 | 58175.1 | 6238.94
VCHP_base | Base VCHP |  | Base VCHP | SCG | SCE | CZ06 | 1978-1991 | CARE | Mixed-fuel | Mixed-fuel | -132.44 | 27.353 | 8825.7784 | 14273.6008 | -12125.7508 | 4.6541 | -104.9037 | N/A | 396.7329 | 1085.5054 | 0.027795 | 0.07605 | -2071.2048 | -1543.633 | 0 | 0 | N/A | N/A | N/A | N/A | 1896.355 | -84.1322 | N/A | 2147.85 | 0.15048 | 0.12038 | 6.967% | 3800.39 | 235.725 | 1033.9938 | 1.7278 | 54412.2 | 3932.83
VCHP_Fujitsu48 | Fujitsu 48 VCHP |  | Fujitsu 48 VCHP | SCG | SCE | CZ06 | 1978-1991 | CARE | Mixed-fuel | Mixed-fuel | 53.91 | 27.353 | 12409.8442 | 20158.142 | -16561.742 | 49.6376 | -65.2861 | N/A | 1410.0473 | 2165.0074 | 0.069949 | 0.1074 | -1178.7648 | -592.9006 | 0 | 0 | N/A | N/A | N/A | N/A | 250.0091 | -190.084 | N/A | 3596.4 | 0.17841 | 0.14811 | 8.572% | 3800.39 | 235.725 | 1033.9938 | 1.7278 | 54412.2 | 3746.48
HPWH_PV | HPWH + 3kW PV |  | 240V Fed. Min. HPWH + 3kW PV | SCG | SCE | CZ06 | 1978-1991 | CARE | Mixed-fuel | Mixed-fuel | 4026.209 | 156.7019 | 13940.1604 | 18127.9956 | 6297.5544 | 680.5954 | N/A | 536.548 | 16929.3892 | 21664.1873 | 0.93388 | 1.1951 | N/A | N/A | N/A | N/A | 13684.5266 | 18207.377 | 0.75488 | 1.0044 | 20.4823 | N/A | 25.9812 | 24425.55 | 1.3474 | 0.97208 | 55.23% | 4180.59 | 237.558 | 1146.2517 | 1.76 | 57109.5 | 154.381
HPSH_PV | HPSH + 3kW PV |  | HPSH + 3kW PV | SCG | SCE | CZ06 | 1978-1991 | CARE | Mixed-fuel | Mixed-fuel | 3934.0901 | 34.068 | 10628.4836 | 13192.2286 | -1731.4786 | 534.6976 | N/A | 423.7549 | 12408.3796 | 14044.5416 | 0.94058 | 1.0646 | N/A | N/A | N/A | N/A | 9909.2432 | 11382.1669 | 0.75114 | 0.86279 | 19.8776 | N/A | 25.0817 | 11460.75 | 0.86875 | 0.26114 | 14.69% | 3934.09 | 242.44 | 1079.3973 | 1.7777 | 55916.25 | -0.00010675
HPSH_RCV_300CFM | New HPSH |  | Heat Pump Space Heater | SDGE | SDGE | CZ07 | 1978-1991 | CARE | Mixed-fuel | Mixed-fuel | -175.13 | 27.348 | 1020.3334 | 1617.9653 | 441.0847 | -37.2664 | -14.5582 | N/A | -571.9975 | 518.3001 | 0 | 0.32034 | -22.3576 | 1063.2467 | 0 | 0.65715 | N/A | N/A | N/A | N/A | -27.3794 | -70.0867 | N/A | 2059.05 | 1.2726 | 0.12075 | 6.949% | 4135.23 | 234.161 | 1546.533 | 1.7377 | 57103.95 | 4310.36
DFHP_RCV_300CFM_35F | DFHP, Existing Furnace 35F |  | Dual Fuel Heat Pump (existing furnace) | SDGE | SDGE | CZ07 | 1978-1991 | CARE | Mixed-fuel | Mixed-fuel | -163.07 | 27.435 | 2014.2367 | 672.8765 | 1225.2235 | -32.7218 | -11.5934 | N/A | -460.1478 | 635.2805 | 0 | 0.94413 | 51.2529 | 1142.3145 | 0.07617 | 1.6977 | N/A | N/A | N/A | N/A | -61.5564 | -173.7398 | N/A | 1898.1 | 2.8209 | 0.12323 | 7.075% | 4135.23 | 234.862 | 1547.9951 | 1.7418 | 56943 | 4298.3
RaisedFloorInsulation_R19 | Raised Floor Insulation: R-19 |  | Raised Floor Insulation: R-19 | SDGE | SDGE | CZ07 | 1978-1991 | CARE | Mixed-fuel | Mixed-fuel | -487 | 18.333 | 3632.776 | 3632.776 | -4248.826 | -164.2066 | N/A | N/A | -3745.0287 | -2958.2418 | 0 | 0 | N/A | N/A | N/A | N/A | N/A | N/A | N/A | N/A | -22.1232 | N/A | N/A | -616.05 | 0 | 0.09025 | 4.838% | 4650.52 | 251.627 | 1800.2765 | 1.8654 | 63236.7 | 5137.52
RaisedFloorInsulation_R30 | Raised Floor Insulation: R-30vs0 |  | Raised Floor Insulation: R-30vsR0 | SDGE | SDGE | CZ07 | 1978-1991 | CARE | Mixed-fuel | Mixed-fuel | -579.33 | 20.804 | 4112.6252 | 4112.6252 | -4945.1252 | -196.0549 | N/A | N/A | -4485.4315 | -3592.1227 | 0 | 0 | N/A | N/A | N/A | N/A | N/A | N/A | N/A | N/A | -20.9769 | N/A | N/A | -832.5 | 0 | 0.10157 | 5.445% | 4650.52 | 251.627 | 1800.2765 | 1.8654 | 63236.7 | 5229.85
AtticInsulation_R38 | Attic Insulation: R-38 |  | Attic Insulation: R-38 | SDGE | SDGE | CZ07 | 1978-1991 | CARE | Mixed-fuel | Mixed-fuel | 199.04 | 4.184 | 2555.3859 | 2555.3859 | -807.1359 | 96.9406 | N/A | N/A | 2398.8336 | 2550.8369 | 0.93874 | 0.99822 | N/A | N/A | N/A | N/A | N/A | N/A | N/A | N/A | 26.3603 | N/A | N/A | 1748.25 | 0.68414 | 0.03251 | 1.833% | 4506.32 | 237.47 | 1714.3486 | 1.774 | 60322.95 | 4307.28
AtticInsulation_R49 | Attic Insulation: R-49 |  | Attic Insulation: R-49 | SDGE | SDGE | CZ07 | 1978-1991 | CARE | Mixed-fuel | Mixed-fuel | 244.23 | 5.148 | 3611.6191 | 3611.6191 | -1447.1191 | 118.8641 | N/A | N/A | 2941.4367 | 3128.1381 | 0.81444 | 0.86613 | N/A | N/A | N/A | N/A | N/A | N/A | N/A | N/A | 30.3844 | N/A | N/A | 2164.5 | 0.59932 | 0.04028 | 2.271% | 4506.32 | 237.47 | 1714.3486 | 1.774 | 60322.95 | 4262.09
Windows_0.28UFactor0.23SHGC | New Windows: 0.28 U-factor, 0.23 SHGC |  | Window Upgrade: 0.28 vs 0.30 U-factor | SDGE | SDGE | CZ07 | 1978-1991 | CARE | Mixed-fuel | Mixed-fuel | 537.15 | -1.38 | 11462.7824 | 11462.7824 | -8682.2324 | 220.3872 | N/A | N/A | 5317.0114 | 5214.6118 | 0.46385 | 0.45492 | N/A | N/A | N/A | N/A | N/A | N/A | N/A | N/A | 52.012 | N/A | N/A | 2780.55 | 0.24257 | 0.00947 | 0.5338% | 4506.32 | 237.47 | 1714.3486 | 1.774 | 60322.95 | 3969.17
Roof_RB | Roofing: Radiant Barrier |  | Radiant Barrier (at roof replacement) | SDGE | SDGE | CZ07 | 1978-1991 | CARE | Mixed-fuel | Mixed-fuel | 119.46 | 2.213 | 892.9455 | 892.9455 | 56.1045 | 56.6749 | N/A | N/A | 1399.6169 | 1479.2142 | 1.5674 | 1.6566 | N/A | N/A | N/A | N/A | N/A | N/A | N/A | N/A | 15.7556 | N/A | N/A | 949.05 | 1.0628 | 0.01696 | 0.9561% | 4506.32 | 237.47 | 1714.3486 | 1.774 | 60322.95 | 4386.86
Roof_0.20Ref | Roofing: Steep Sloped, 0.20 Ref. |  | 0.20 Solar Reflectance Cool Roof (at roof replacement) | SDGE | SDGE | CZ07 | 1978-1991 | CARE | Mixed-fuel | Mixed-fuel | 134.9 | -2.627 | 892.9455 | 1203.407 | -720.557 | 53.5009 | N/A | N/A | 1261.8957 | 1142.3819 | 1.0486 | 0.94929 | N/A | N/A | N/A | N/A | N/A | N/A | N/A | N/A | 16.6903 | N/A | N/A | 482.85 | 0.40124 | -0.01036 | -0.584% | 4506.32 | 237.47 | 1714.3486 | 1.774 | 60322.95 | 4371.42
Roof_0.25Ref | Roofing: Steep Sloped, 0.25 Ref. |  | 0.25 Solar Reflectance Cool Roof (at roof replacement) | SDGE | SDGE | CZ07 | 1978-1991 | CARE | Mixed-fuel | Mixed-fuel | 202.45 | -4.005 | 1785.8911 | 2406.8139 | -1690.8639 | 80.1486 | N/A | N/A | 1889.5378 | 1707.5986 | 0.78508 | 0.70949 | N/A | N/A | N/A | N/A | N/A | N/A | N/A | N/A | 22.2822 | N/A | N/A | 715.95 | 0.29747 | -0.01582 | -0.8918% | 4506.32 | 237.47 | 1714.3486 | 1.774 | 60322.95 | 4303.87
Ducts_R6 | New Ducts: R-6 |  | New Ducts: R-6 | SDGE | SDGE | CZ07 | 1978-1991 | CARE | Mixed-fuel | Mixed-fuel | 256.51 | 5.718 | 4808.3746 | 4808.3746 | -2360.8246 | 121.0171 | N/A | N/A | 3000.285 | 3208.6411 | 0.62397 | 0.6673 | N/A | N/A | N/A | N/A | N/A | N/A | N/A | N/A | 39.733 | N/A | N/A | 2447.55 | 0.50902 | 0.0454 | 2.559% | 4506.32 | 237.47 | 1714.3486 | 1.774 | 60322.95 | 4249.81
Ducts_R8 | New Ducts: R-8 |  | New Ducts: R-8 | SDGE | SDGE | CZ07 | 1978-1991 | CARE | Mixed-fuel | Mixed-fuel | 270.51 | 6.207 | 6311.1144 | 6311.1144 | -3697.0644 | 127.816 | N/A | N/A | 3170.8999 | 3397.6976 | 0.50243 | 0.53837 | N/A | N/A | N/A | N/A | N/A | N/A | N/A | N/A | 49.3766 | N/A | N/A | 2614.05 | 0.4142 | 0.04877 | 2.749% | 4506.32 | 237.47 | 1714.3486 | 1.774 | 60322.95 | 4235.81
DuctSealing_10% | Duct Sealing: 10% |  | Duct Sealing: 10% | SDGE | SDGE | CZ07 | 1978-1991 | CARE | Mixed-fuel | Mixed-fuel | 159.66 | 2.371 | 2589.5542 | 2589.5542 | -1141.0042 | 73.6865 | N/A | N/A | 1813.2963 | 1895.6859 | 0.70023 | 0.73205 | N/A | N/A | N/A | N/A | N/A | N/A | N/A | N/A | 35.1428 | N/A | N/A | 1448.55 | 0.55938 | 0.02225 | 1.254% | 4506.32 | 237.47 | 1714.3486 | 1.774 | 60322.95 | 4346.66
HPWH | HPWH |  | 240V Fed. Min. HPWH | SDGE | SDGE | CZ07 | 1978-1991 | CARE | Mixed-fuel | Mixed-fuel | -992.78 | 155.1375 | 4332.0102 | 6553.7323 | 5584.1177 | -33.6373 | 22.606 | N/A | 950.7978 | 6747.6393 | 0.14508 | 1.0296 | 2312.1335 | 8097.351 | 0.3528 | 1.2355 | N/A | N/A | N/A | N/A | -128.7861 | 191.6306 | N/A | 12137.85 | 1.8521 | 0.82219 | 47.75% | 4506.32 | 228.55 | 1696.1371 | 1.7218 | 59257.35 | 5499.1
HPWH_HighEfficiency | High Efficiency HPWH |  | 240V Market Std. NEEA HPWH | SDGE | SDGE | CZ07 | 1978-1991 | CARE | Mixed-fuel | Mixed-fuel | -837.82 | 155.194 | 5192.8306 | 7967.0806 | 5269.6694 | 21.7399 | 64.2236 | N/A | 2291.8007 | 8079.2735 | 0.28766 | 1.0141 | 3320.0954 | 9098.7879 | 0.41673 | 1.142 | N/A | N/A | N/A | N/A | 238.8623 | 80.8555 | N/A | 13236.75 | 1.6614 | 0.84036 | 48.81% | 4506.32 | 228.55 | 1696.1371 | 1.7218 | 59257.35 | 5344.14
HPWH_HighEfficiency_DR | High Efficiency HPWH with Demand Response |  | 240V Market Std. NEEA HPWH + DR | SDGE | SDGE | CZ07 | 1978-1991 | CARE | Mixed-fuel | Mixed-fuel | -768.95 | 155.2034 | 5192.8306 | 7967.0806 | 5952.3194 | 56.0926 | 92.7342 | N/A | 3123.3949 | 8904.1144 | 0.39204 | 1.1176 | 4010.2826 | 9783.4293 | 0.50336 | 1.228 | N/A | N/A | N/A | N/A | 92.576 | 55.9969 | N/A | 13919.4 | 1.7471 | 0.85181 | 49.47% | 4506.32 | 228.55 | 1696.1371 | 1.7218 | 59257.35 | 5275.27
HPWH_120V | 120V HPWH |  | 120V Market Std. NEEA HPWH | SDGE | SDGE | CZ07 | 1978-1991 | CARE | Mixed-fuel | Mixed-fuel | -789.66 | 155.3403 | 2892.8863 | 4272.7328 | 9513.4672 | 50.4872 | 88.7157 | N/A | 2989.2502 | 8776.1548 | 0.69961 | 2.054 | 3914.5498 | 9693.5536 | 0.91617 | 2.2687 | N/A | N/A | N/A | N/A | 57.2994 | 32.6085 | N/A | 13786.2 | 3.2266 | 0.845 | 49.08% | 4506.32 | 228.55 | 1696.1371 | 1.7218 | 59257.35 | 5295.98
HPWH_TankOutside | HPWH in Exterior Closet |  | 240V Fed. Min. HPWH, Exterior Closet | SDGE | SDGE | CZ07 | 1978-1991 | CARE | Mixed-fuel | Mixed-fuel | -1007.47 | 154.7442 | 4751.0613 | 6972.7834 | 4965.2666 | -41.2309 | 16.392 | N/A | 762.5067 | 6546.1877 | 0.10935 | 0.93882 | 2157.2356 | 7929.0074 | 0.30938 | 1.1371 | N/A | N/A | N/A | N/A | -115.2305 | 289.8405 | N/A | 11938.05 | 1.7121 | 0.81773 | 47.49% | 4506.32 | 228.55 | 1696.1371 | 1.7218 | 59257.35 | 5513.79
HPWH_TankInside_NotDucted | HPWH in interior closet, not ducted |  | 240V Fed. Min. HPWH, Interior Closet, Not Ducted | SDGE | SDGE | CZ07 | 1978-1991 | CARE | Mixed-fuel | Mixed-fuel | -686.45 | 142.0414 | 4412.5691 | 6634.2911 | 5853.2089 | 65.4398 | 97.4176 | N/A | 3195.6613 | 8469.3334 | 0.48169 | 1.2766 | 3969.6649 | 9236.728 | 0.59836 | 1.3923 | N/A | N/A | N/A | N/A | 67.4294 | 45.2954 | N/A | 12487.5 | 1.8823 | 0.76382 | 44.36% | 4506.32 | 228.55 | 1696.1371 | 1.7218 | 59257.35 | 5192.77
HPWH_TankInside_Ducted | HPWH in interior closet, ducted outside |  | 240V Fed. Min. HPWH, Interior Closet, Ducted | SDGE | SDGE | CZ07 | 1978-1991 | CARE | Mixed-fuel | Mixed-fuel | -1050.71 | 158.199 | 5491.8272 | 7713.5493 | 4424.3007 | -53.724 | 6.2881 | N/A | 498.8975 | 6412.372 | 0.064678 | 0.83131 | 1951.4569 | 7852.5285 | 0.25299 | 1.018 | N/A | N/A | N/A | N/A | -102.2229 | 873.3615 | N/A | 12137.85 | 1.5736 | 0.83965 | 48.77% | 4506.32 | 228.55 | 1696.1371 | 1.7218 | 59257.35 | 5557.03
HPSH_9.5HSPF2_17SEER2 | New HPSH 9.5 HSPF2, 17 SEER2 |  | High Efficiency HPSH | SDGE | SDGE | CZ07 | 1978-1991 | CARE | Mixed-fuel | Mixed-fuel | -52.3 | 27.348 | 3951.0299 | 6429.7645 | -3504.9145 | 12.03 | 24.039 | N/A | 621.1935 | 1701.3027 | 0.096612 | 0.2646 | 911.8641 | 1989.4914 | 0.14182 | 0.30942 | N/A | N/A | N/A | N/A | 328.4312 | 164.3591 | N/A | 2924.85 | 0.45489 | 0.13309 | 7.659% | 4135.23 | 234.161 | 1546.533 | 1.7377 | 57103.95 | 4187.53
MSHP | Ducted MSHP 9.5 HSPF2, 16.5 SEER2 |  | High Eff MSHP | SDGE | SDGE | CZ07 | 1978-1991 | CARE | Mixed-fuel | Mixed-fuel | -96.71 | 27.348 | 1441.5303 | 2951.3745 | -309.5745 | -7.4129 | 7.675 | N/A | 150.5904 | 1234.718 | 0.051024 | 0.41835 | 515.782 | 1596.7913 | 0.17476 | 0.54103 | N/A | N/A | N/A | N/A | -194.4635 | 187.8226 | N/A | 2641.8 | 0.89511 | 0.1315 | 7.567% | 4135.23 | 234.161 | 1546.533 | 1.7377 | 57103.95 | 4231.94
PV_3kW | 3kW PV |  | 3kW PV | SDGE | SDGE | CZ07 | 1978-1991 | CARE | Mixed-fuel | Mixed-fuel | 4506.3204 | 0 | 9608.1502 | 11574.2633 | -1517.6633 | 638.0437 | N/A | 400.255 | 15443.4701 | 15311.603 | 1.3343 | 1.3229 | N/A | N/A | N/A | N/A | 9687.9354 | 9605.213 | 0.83702 | 0.82988 | 15.0588 | N/A | 24.0051 | 10056.6 | 0.86888 | 0.13409 | 7.559% | 4506.32 | 237.47 | 1714.3486 | 1.774 | 60322.95 | -0.00040171
AE | All Electric |  | All Electric | SDGE | SDGE | CZ07 | 1978-1991 | CARE | All Electric | Mixed-fuel | -1845.07 | 237.47 | 6302.3436 | 9121.6976 | 7411.7524 | -266.7949 | -56.6778 | N/A | -4029.1865 | 3992.2868 | 0 | 0.43767 | 1056.5743 | 9034.6218 | 0.11583 | 0.99045 | N/A | N/A | N/A | N/A | -23.6224 | -111.196 | N/A | 16533.45 | 1.8125 | 1.2016 | 67.74% | 4506.32 | 237.47 | 1714.3486 | 1.774 | 60322.95 | 6351.39
VCHP_base | Base VCHP |  | Base VCHP | SDGE | SDGE | CZ07 | 1978-1991 | CARE | Mixed-fuel | Mixed-fuel | -61.12 | 21.665 | 8825.7784 | 14273.6008 | -11992.5508 | -1.118 | -2.7999 | N/A | 232.6858 | 1085.0021 | 0.016302 | 0.076015 | 191.9758 | 1044.6398 | 0.01345 | 0.073187 | N/A | N/A | N/A | N/A | -7894.2257 | -3152.146 | N/A | 2281.05 | 0.15981 | 0.10076 | 5.949% | 3956.31 | 228.478 | 1463.9001 | 1.6936 | 55327.95 | 4017.43
VCHP_Fujitsu48 | Fujitsu 48 VCHP |  | Fujitsu 48 VCHP | SDGE | SDGE | CZ07 | 1978-1991 | CARE | Mixed-fuel | Mixed-fuel | 142.95 | 21.665 | 12409.8442 | 20158.142 | -16378.592 | 76.751 | 58.697 | N/A | 2117.4598 | 2953.6827 | 0.10504 | 0.14653 | 1680.4728 | 2520.427 | 0.083364 | 0.12503 | N/A | N/A | N/A | N/A | 161.6896 | 211.4221 | N/A | 3779.55 | 0.18749 | 0.12346 | 7.29% | 3956.31 | 228.478 | 1463.9001 | 1.6936 | 55327.95 | 3813.36
HPWH_PV | HPWH + 3kW PV |  | 240V Fed. Min. HPWH + 3kW PV | SDGE | SDGE | CZ07 | 1978-1991 | CARE | Mixed-fuel | Mixed-fuel | 3775.666 | 155.1375 | 13940.1604 | 18127.9956 | 6031.1544 | 754.0049 | N/A | 531.4393 | 20015.209 | 25649.2654 | 1.1041 | 1.4149 | N/A | N/A | N/A | N/A | 14628.1408 | 20308.1957 | 0.80694 | 1.1203 | 18.4882 | N/A | 26.231 | 24159.15 | 1.3327 | 0.96407 | 55.99% | 4506.32 | 228.55 | 1696.1371 | 1.7218 | 59257.35 | 730.654
HPSH_PV | HPSH + 3kW PV |  | HPSH + 3kW PV | SDGE | SDGE | CZ07 | 1978-1991 | CARE | Mixed-fuel | Mixed-fuel | 4135.2302 | 27.348 | 10628.4836 | 13192.2286 | -1576.0786 | 593.5954 | N/A | 407.4462 | 14697.6404 | 15657.5551 | 1.1141 | 1.1869 | N/A | N/A | N/A | N/A | 10192.0091 | 11190.3961 | 0.77258 | 0.84826 | 17.9053 | N/A | 26.0856 | 11616.15 | 0.88053 | 0.249 | 14.33% | 4135.23 | 234.161 | 1546.533 | 1.7377 | 57103.95 | -0.00016856
HPSH_RCV_300CFM | New HPSH |  | Heat Pump Space Heater | SCG | SCE | CZ08 | 1978-1991 | CARE | Mixed-fuel | Mixed-fuel | -384.29 | 44.671 | 1172.0255 | 2178.8719 | -97.6219 | -41.528 | -94.704 | N/A | -453.0729 | 612.8163 | 0 | 0.28125 | -1650.9345 | -663.2872 | 0 | 0 | N/A | N/A | N/A | N/A | -28.2225 | -12.3757 | N/A | 2081.25 | 0.9552 | 0.17991 | 9.64% | 5301.67 | 248.367 | 1491.5554 | 1.8662 | 64651.95 | 5685.96
DFHP_RCV_300CFM_35F | DFHP, Existing Furnace 35F |  | Dual Fuel Heat Pump (existing furnace) | SCG | SCE | CZ08 | 1978-1991 | CARE | Mixed-fuel | Mixed-fuel | -335.61 | 43.564 | 1960.2499 | 948.7304 | 921.6196 | -30.3186 | -88.5404 | N/A | -212.2398 | 842.8679 | 0 | 0.88842 | -1523.766 | -554.3245 | 0 | 0 | N/A | N/A | N/A | N/A | -64.6551 | -22.1396 | N/A | 1870.35 | 1.9714 | 0.18328 | 9.786% | 5301.67 | 249.512 | 1493.1814 | 1.8729 | 64402.2 | 5637.28
RaisedFloorInsulation_R19 | Raised Floor Insulation: R-19 |  | Raised Floor Insulation: R-19 | SCG | SCE | CZ08 | 1978-1991 | CARE | Mixed-fuel | Mixed-fuel | -380.31 | 19.017 | 3632.776 | 3632.776 | -3299.776 | -83.0185 | N/A | N/A | -1658.7926 | -1287.2774 | 0 | 0 | N/A | N/A | N/A | N/A | N/A | N/A | N/A | N/A | -43.7587 | N/A | N/A | 333 | 0.091665 | 0.10154 | 4.928% | 7043.13 | 270.015 | 2053.4472 | 2.0606 | 78088.5 | 7423.44
RaisedFloorInsulation_R30 | Raised Floor Insulation: R-30vs0 |  | Raised Floor Insulation: R-30vsR0 | SCG | SCE | CZ08 | 1978-1991 | CARE | Mixed-fuel | Mixed-fuel | -453.02 | 21.889 | 4112.6252 | 4112.6252 | -3812.9252 | -99.8367 | N/A | N/A | -2006.8167 | -1588.0243 | 0 | 0 | N/A | N/A | N/A | N/A | N/A | N/A | N/A | N/A | -41.1935 | N/A | N/A | 299.7 | 0.072873 | 0.11656 | 5.656% | 7043.13 | 270.015 | 2053.4472 | 2.0606 | 78088.5 | 7496.15
AtticInsulation_R38 | Attic Insulation: R-38 |  | Attic Insulation: R-38 | SCG | SCE | CZ08 | 1978-1991 | CARE | Mixed-fuel | Mixed-fuel | 350.13 | 6.691 | 2555.3859 | 2555.3859 | 258.4641 | 114.8141 | N/A | N/A | 2658.7453 | 2996.826 | 1.0404 | 1.1727 | N/A | N/A | N/A | N/A | N/A | N/A | N/A | N/A | 22.2567 | N/A | N/A | 2813.85 | 1.1011 | 0.05076 | 2.605% | 6618.84 | 253.987 | 1905.2032 | 1.9484 | 73409.85 | 6268.71
AtticInsulation_R49 | Attic Insulation: R-49 |  | Attic Insulation: R-49 | SCG | SCE | CZ08 | 1978-1991 | CARE | Mixed-fuel | Mixed-fuel | 439.23 | 8.216 | 3611.6191 | 3611.6191 | -98.4691 | 145.0081 | N/A | N/A | 3355.3902 | 3776.4046 | 0.92905 | 1.0456 | N/A | N/A | N/A | N/A | N/A | N/A | N/A | N/A | 24.9063 | N/A | N/A | 3513.15 | 0.97274 | 0.06298 | 3.232% | 6618.84 | 253.987 | 1905.2032 | 1.9484 | 73409.85 | 6179.61
Windows_0.28UFactor0.23SHGC | New Windows: 0.28 U-factor, 0.23 SHGC |  | Window Upgrade: 0.28 vs 0.30 U-factor | SCG | SCE | CZ08 | 1978-1991 | CARE | Mixed-fuel | Mixed-fuel | 935.81 | 1.333 | 11462.7824 | 11462.7824 | -6501.0824 | 274.7629 | N/A | N/A | 6204.0584 | 6642.5667 | 0.54123 | 0.57949 | N/A | N/A | N/A | N/A | N/A | N/A | N/A | N/A | 41.7188 | N/A | N/A | 4961.7 | 0.43285 | 0.02821 | 1.448% | 6618.84 | 253.987 | 1905.2032 | 1.9484 | 73409.85 | 5683.03
Roof_RB | Roofing: Radiant Barrier |  | Radiant Barrier (at roof replacement) | SCG | SCE | CZ08 | 1978-1991 | CARE | Mixed-fuel | Mixed-fuel | 301.81 | 3.147 | 892.9455 | 892.9455 | 1088.4045 | 93.445 | N/A | N/A | 2139.0143 | 2356.0297 | 2.3955 | 2.6385 | N/A | N/A | N/A | N/A | N/A | N/A | N/A | N/A | 9.5558 | N/A | N/A | 1981.35 | 2.2189 | 0.02584 | 1.326% | 6618.84 | 253.987 | 1905.2032 | 1.9484 | 73409.85 | 6317.03
Roof_0.20Ref | Roofing: Steep Sloped, 0.20 Ref. |  | 0.20 Solar Reflectance Cool Roof (at roof replacement) | SCG | SCE | CZ08 | 1978-1991 | CARE | Mixed-fuel | Mixed-fuel | 274.38 | -3.831 | 892.9455 | 1203.407 | -154.457 | 75.6256 | N/A | N/A | 1661.4646 | 1674.3724 | 1.3806 | 1.3914 | N/A | N/A | N/A | N/A | N/A | N/A | N/A | N/A | 11.8074 | N/A | N/A | 1048.95 | 0.87165 | -0.01399 | -0.718% | 6618.84 | 253.987 | 1905.2032 | 1.9484 | 73409.85 | 6344.46
Roof_0.25Ref | Roofing: Steep Sloped, 0.25 Ref. vs. 0.20 Ref |  | Roofing Upgrade: 0.25 vs. 0.20 Solar Reflectance (at roof replacement) | SCG | SCE | CZ08 | 1978-1991 | CARE | Mixed-fuel | Mixed-fuel | 418.66 | -5.826 | 1785.8911 | 2406.8139 | -791.7639 | 115.6667 | N/A | N/A | 2541.3351 | 2561.5062 | 1.0559 | 1.0643 | N/A | N/A | N/A | N/A | N/A | N/A | N/A | N/A | 15.44 | N/A | N/A | 1615.05 | 0.67103 | -0.02136 | -1.096% | 6618.84 | 253.987 | 1905.2032 | 1.9484 | 73409.85 | 6200.18
Ducts_R6 | New Ducts: R-6 |  | New Ducts: R-6 | SCG | SCE | CZ08 | 1978-1991 | CARE | Mixed-fuel | Mixed-fuel | 948.15 | 9.23 | 4808.3746 | 4808.3746 | 1868.2754 | 300.9771 | N/A | N/A | 6879.6657 | 7555.545 | 1.4308 | 1.5713 | N/A | N/A | N/A | N/A | N/A | N/A | N/A | N/A | 15.9759 | N/A | N/A | 6676.65 | 1.3885 | 0.08978 | 4.608% | 6618.84 | 253.987 | 1905.2032 | 1.9484 | 73409.85 | 5670.69
Ducts_R8 | New Ducts: R-8 |  | New Ducts: R-8 | SCG | SCE | CZ08 | 1978-1991 | CARE | Mixed-fuel | Mixed-fuel | 977.03 | 9.983 | 6311.1144 | 6311.1144 | 598.6356 | 310.6426 | N/A | N/A | 7105.536 | 7814.6605 | 1.1259 | 1.2382 | N/A | N/A | N/A | N/A | N/A | N/A | N/A | N/A | 20.3163 | N/A | N/A | 6909.75 | 1.0949 | 0.09524 | 4.888% | 6618.84 | 253.987 | 1905.2032 | 1.9484 | 73409.85 | 5641.81
DuctSealing_10% | Duct Sealing: 10% |  | Duct Sealing: 10% | SCG | SCE | CZ08 | 1978-1991 | CARE | Mixed-fuel | Mixed-fuel | 674.5 | 4.089 | 2589.5542 | 2589.5542 | 1922.5958 | 211.9072 | N/A | N/A | 4817.6818 | 5232.7028 | 1.8604 | 2.0207 | N/A | N/A | N/A | N/A | N/A | N/A | N/A | N/A | 12.2202 | N/A | N/A | 4512.15 | 1.7424 | 0.05153 | 2.645% | 6618.84 | 253.987 | 1905.2032 | 1.9484 | 73409.85 | 5944.34
HPWH | HPWH |  | 240V Fed. Min. HPWH | SCG | SCE | CZ08 | 1978-1991 | CARE | Mixed-fuel | Mixed-fuel | -961.03 | 152.1986 | 4332.0102 | 6553.7323 | 5217.8177 | -60.1689 | -54.2288 | N/A | 187.5587 | 3703.6689 | 0.028619 | 0.56512 | 321.3668 | 3846.217 | 0.049036 | 0.58687 | N/A | N/A | N/A | N/A | -71.9975 | -79.8839 | N/A | 11771.55 | 1.7962 | 0.80284 | 42.33% | 6618.84 | 245.107 | 1892.1745 | 1.8964 | 72344.25 | 7579.87
HPWH_HighEfficiency | High Efficiency HPWH |  | 240V Market Std. NEEA HPWH | SCG | SCE | CZ08 | 1978-1991 | CARE | Mixed-fuel | Mixed-fuel | -794.89 | 152.2754 | 5192.8306 | 7967.0806 | 5053.2194 | -12.2262 | -16.6202 | N/A | 1268.3571 | 4856.935 | 0.1592 | 0.60963 | 1169.3771 | 4751.4899 | 0.14678 | 0.59639 | N/A | N/A | N/A | N/A | -424.7298 | -312.4417 | N/A | 13020.3 | 1.6343 | 0.82373 | 43.44% | 6618.84 | 245.107 | 1892.1745 | 1.8964 | 72344.25 | 7413.73
HPWH_HighEfficiency_DR | High Efficiency HPWH with Demand Response |  | 240V Market Std. NEEA HPWH + DR | SCG | SCE | CZ08 | 1978-1991 | CARE | Mixed-fuel | Mixed-fuel | -667.73 | 152.3005 | 5192.8306 | 7967.0806 | 6052.2194 | 29.2893 | 22.6241 | N/A | 2203.8145 | 5854.0974 | 0.27662 | 0.73479 | 2053.6723 | 5694.1482 | 0.25777 | 0.71471 | N/A | N/A | N/A | N/A | 177.2947 | 229.5267 | N/A | 14019.3 | 1.7597 | 0.84203 | 44.4% | 6618.84 | 245.107 | 1892.1745 | 1.8964 | 72344.25 | 7286.57
HPWH_120V | 120V HPWH |  | 120V Market Std. NEEA HPWH | SCG | SCE | CZ08 | 1978-1991 | CARE | Mixed-fuel | Mixed-fuel | -757.45 | 152.5049 | 2892.8863 | 4272.7328 | 9097.2172 | 4.4896 | 5.6606 | N/A | 1647.3621 | 5266.2802 | 0.38555 | 1.2325 | 1673.7396 | 5294.3806 | 0.39173 | 1.2391 | N/A | N/A | N/A | N/A | 644.3532 | 511.0601 | N/A | 13369.95 | 3.1291 | 0.83223 | 43.88% | 6618.84 | 245.107 | 1892.1745 | 1.8964 | 72344.25 | 7376.29
HPWH_TankOutside | HPWH in Exterior Closet |  | 240V Fed. Min. HPWH, Exterior Closet | SCG | SCE | CZ08 | 1978-1991 | CARE | Mixed-fuel | Mixed-fuel | -982.84 | 151.6662 | 4751.0613 | 6972.7834 | 4565.6666 | -68.0979 | -61.9251 | N/A | 3.2387 | 3494.3484 | 0.00046448 | 0.50114 | 142.2896 | 3642.4818 | 0.020406 | 0.52239 | N/A | N/A | N/A | N/A | -69.7681 | -76.7227 | N/A | 11538.45 | 1.6548 | 0.79634 | 41.99% | 6618.84 | 245.107 | 1892.1745 | 1.8964 | 72344.25 | 7601.68
HPWH_TankInside_NotDucted | HPWH in interior closet, not ducted |  | 240V Fed. Min. HPWH, Interior Closet, Not Ducted | SCG | SCE | CZ08 | 1978-1991 | CARE | Mixed-fuel | Mixed-fuel | -570.81 | 136.496 | 4412.5691 | 6634.2911 | 5736.6589 | 28.611 | 12.7372 | N/A | 2021.0731 | 5279.128 | 0.30464 | 0.79573 | 1663.4923 | 4898.1907 | 0.25074 | 0.73831 | N/A | N/A | N/A | N/A | 154.2261 | 346.4328 | N/A | 12370.95 | 1.8647 | 0.73593 | 38.81% | 6618.84 | 245.107 | 1892.1745 | 1.8964 | 72344.25 | 7189.65
HPWH_TankInside_Ducted | HPWH in interior closet, ducted outside |  | 240V Fed. Min. HPWH, Interior Closet, Ducted | SCG | SCE | CZ08 | 1978-1991 | CARE | Mixed-fuel | Mixed-fuel | -1035.13 | 156.2329 | 5491.8272 | 7713.5493 | 4191.2007 | -75.7282 | -67.1583 | N/A | -119.7608 | 3474.3215 | 0 | 0.45042 | 73.2883 | 3679.9801 | 0.0095012 | 0.47708 | N/A | N/A | N/A | N/A | -72.5203 | -81.7744 | N/A | 11904.75 | 1.5434 | 0.82693 | 43.6% | 6618.84 | 245.107 | 1892.1745 | 1.8964 | 72344.25 | 7653.97
HPSH_9.5HSPF2_17SEER2 | New HPSH 9.5 HSPF2, 17 SEER2 |  | High Efficiency HPSH | SCG | SCE | CZ08 | 1978-1991 | CARE | Mixed-fuel | Mixed-fuel | -92.67 | 44.671 | 4148.5785 | 7065.961 | -3036.661 | 45.1578 | -20.8639 | N/A | 1499.6438 | 2693.0804 | 0.21223 | 0.38113 | 12.4138 | 1108.7076 | 0.0017568 | 0.15691 | N/A | N/A | N/A | N/A | 91.8684 | -198.8397 | N/A | 4029.3 | 0.57024 | 0.20435 | 10.95% | 5301.67 | 248.367 | 1491.5554 | 1.8662 | 64651.95 | 5394.34
MSHP | Ducted MSHP 9.5 HSPF2, 16.5 SEER2 |  | High Eff MSHP | SCG | SCE | CZ08 | 1978-1991 | CARE | Mixed-fuel | Mixed-fuel | -136.12 | 44.671 | 1421.1983 | 3229.8412 | 566.3588 | 31.7768 | -32.8999 | N/A | 1198.2178 | 2371.9659 | 0.37098 | 0.73439 | -258.7124 | 819.872 | 0 | 0.25384 | N/A | N/A | N/A | N/A | 44.7244 | -43.1977 | N/A | 3796.2 | 1.1754 | 0.20304 | 10.88% | 5301.67 | 248.367 | 1491.5554 | 1.8662 | 64651.95 | 5437.79
PV_3kW | 3kW PV |  | 3kW PV | SCG | SCE | CZ08 | 1978-1991 | CARE | Mixed-fuel | Mixed-fuel | 4863.55 | 0 | 9608.1502 | 11574.2633 | 2478.3367 | 787.1009 | N/A | 630.788 | 17730.5167 | 18888.6374 | 1.5319 | 1.632 | N/A | N/A | N/A | N/A | 14209.3563 | 15137.4821 | 1.2277 | 1.3079 | 12.207 | N/A | 15.232 | 14052.6 | 1.2141 | 0.13646 | 7.004% | 6618.84 | 253.987 | 1905.2032 | 1.9484 | 73409.85 | 1755.29
AE | All Electric |  | All Electric | SCG | SCE | CZ08 | 1978-1991 | CARE | All Electric | Mixed-fuel | -1070.04 | 253.987 | 6454.0357 | 9682.6042 | 12445.2458 | 90.4915 | 128.4792 | N/A | 4624.3595 | 10798.7446 | 0.47759 | 1.1153 | 5480.0832 | 11710.3624 | 0.56597 | 1.2094 | N/A | N/A | N/A | N/A | 71.322 | 50.2341 | N/A | 22127.85 | 2.2853 | 1.2865 | 66.03% | 6618.84 | 253.987 | 1905.2032 | 1.9484 | 73409.85 | 7688.88
VCHP_base | Base VCHP |  | Base VCHP | SCG | SCE | CZ08 | 1978-1991 | CARE | Mixed-fuel | Mixed-fuel | -0.97 | 36.203 | 13336.3685 | 21679.367 | -17916.467 | 58.7529 | -28.1762 | N/A | 1714.3492 | 2713.9285 | 0.079077 | 0.12518 | -243.8468 | 627.8271 | 0 | 0.02896 | N/A | N/A | N/A | N/A | 226.9908 | -473.3203 | N/A | 3762.9 | 0.17357 | 0.16096 | 8.961% | 4900.45 | 239.899 | 1360.8881 | 1.7963 | 61471.8 | 4901.42
VCHP_Fujitsu48 | Fujitsu 48 VCHP |  | Fujitsu 48 VCHP | SCG | SCE | CZ08 | 1978-1991 | CARE | Mixed-fuel | Mixed-fuel | 520.27 | 36.203 | 17266.2712 | 28131.7248 | -20755.7748 | 203.637 | 95.6289 | N/A | 4978.0595 | 6190.8176 | 0.17696 | 0.22007 | 2545.0319 | 3598.8697 | 0.090468 | 0.12793 | N/A | N/A | N/A | N/A | 84.7895 | 180.5549 | N/A | 7375.95 | 0.26219 | 0.21252 | 11.83% | 4900.45 | 239.899 | 1360.8881 | 1.7963 | 61471.8 | 4380.18
HPWH_PV | HPWH + 3kW PV |  | 240V Fed. Min. HPWH + 3kW PV | SCG | SCE | CZ08 | 1978-1991 | CARE | Mixed-fuel | Mixed-fuel | 3902.52 | 152.1986 | 13940.1604 | 18127.9956 | 9277.9044 | 806.3783 | N/A | 660.2229 | 19707.7108 | 24498.837 | 1.0871 | 1.3514 | N/A | N/A | N/A | N/A | 16415.3613 | 20991.438 | 0.90553 | 1.158 | 17.2874 | N/A | 21.1143 | 27405.9 | 1.5118 | 0.93931 | 49.53% | 6618.84 | 245.107 | 1892.1745 | 1.8964 | 72344.25 | 2716.32
HPSH_PV | HPSH + 3kW PV |  | HPSH + 3kW PV | SCG | SCE | CZ08 | 1978-1991 | CARE | Mixed-fuel | Mixed-fuel | 4479.258 | 44.671 | 10780.1756 | 13753.1352 | 1481.6148 | 718.8277 | N/A | 575.0267 | 16674.9726 | 18859.6304 | 1.2124 | 1.3713 | N/A | N/A | N/A | N/A | 13435.6606 | 15408.7332 | 0.97692 | 1.1204 | 14.9969 | N/A | 18.7473 | 15234.75 | 1.1077 | 0.31638 | 16.95% | 5301.67 | 248.367 | 1491.5554 | 1.8662 | 64651.95 | 822.412
HPSH_RCV_300CFM | New HPSH |  | Heat Pump Space Heater | SCG | SCE | CZ09 | 1978-1991 | CARE | Mixed-fuel | Mixed-fuel | -598.54 | 67.705 | 1172.0255 | 2178.8719 | 812.5781 | -67.3414 | -137.4197 | N/A | -778.354 | 848.092 | 0 | 0.38923 | -2356.9633 | -833.6288 | 0 | 0 | N/A | N/A | N/A | N/A | -17.4042 | -8.5288 | N/A | 2991.45 | 1.3729 | 0.26818 | 13.33% | 5233.75 | 272.489 | 1473.9099 | 2.0119 | 67493.55 | 5832.29
DFHP_RCV_300CFM_35F | DFHP, Existing Furnace 35F |  | Dual Fuel Heat Pump (existing furnace) | SCG | SCE | CZ09 | 1978-1991 | CARE | Mixed-fuel | Mixed-fuel | -498.86 | 64.711 | 1960.2499 | 948.7304 | 1754.1196 | -45.5757 | -125.3272 | N/A | -319.7938 | 1264.521 | 0 | 1.3329 | -2116.3049 | -649.3344 | 0 | 0 | N/A | N/A | N/A | N/A | -43.0109 | -15.6411 | N/A | 2702.85 | 2.8489 | 0.27344 | 13.52% | 5233.75 | 274.225 | 1476.4573 | 2.022 | 67110.6 | 5732.61
RaisedFloorInsulation_R19 | Raised Floor Insulation: R-19 |  | Raised Floor Insulation: R-19 | SCG | SCE | CZ09 | 1978-1991 | CARE | Mixed-fuel | Mixed-fuel | -366.27 | 24.463 | 3632.776 | 3632.776 | -2467.276 | -69.7546 | N/A | N/A | -1299.3712 | -766.684 | 0 | 0 | N/A | N/A | N/A | N/A | N/A | N/A | N/A | N/A | -52.0794 | N/A | N/A | 1165.5 | 0.32083 | 0.13554 | 5.981% | 6939.72 | 303.612 | 2036.8878 | 2.2662 | 82400.85 | 7305.99
RaisedFloorInsulation_R30 | Raised Floor Insulation: R-30vs0 |  | Raised Floor Insulation: R-30vsR0 | SCG | SCE | CZ09 | 1978-1991 | CARE | Mixed-fuel | Mixed-fuel | -432.82 | 27.998 | 4112.6252 | 4112.6252 | -2897.1752 | -83.2468 | N/A | N/A | -1563.9433 | -959.1587 | 0 | 0 | N/A | N/A | N/A | N/A | N/A | N/A | N/A | N/A | -49.4028 | N/A | N/A | 1215.45 | 0.29554 | 0.15457 | 6.821% | 6939.72 | 303.612 | 2036.8878 | 2.2662 | 82400.85 | 7372.54
AtticInsulation_R38 | Attic Insulation: R-38 |  | Attic Insulation: R-38 | SCG | SCE | CZ09 | 1978-1991 | CARE | Mixed-fuel | Mixed-fuel | 312.55 | 7.927 | 2555.3859 | 2555.3859 | 241.8141 | 104.3536 | N/A | N/A | 2438.2283 | 2796.2402 | 0.95415 | 1.0943 | N/A | N/A | N/A | N/A | N/A | N/A | N/A | N/A | 24.4878 | N/A | N/A | 2797.2 | 1.0946 | 0.05777 | 2.736% | 6467.38 | 281.035 | 1867.7556 | 2.1117 | 76506.75 | 6154.83
AtticInsulation_R49 | Attic Insulation: R-49 |  | Attic Insulation: R-49 | SCG | SCE | CZ09 | 1978-1991 | CARE | Mixed-fuel | Mixed-fuel | 394.99 | 9.745 | 3611.6191 | 3611.6191 | -98.4691 | 132.7966 | N/A | N/A | 3099.031 | 3545.8156 | 0.85807 | 0.98178 | N/A | N/A | N/A | N/A | N/A | N/A | N/A | N/A | 27.1966 | N/A | N/A | 3513.15 | 0.97274 | 0.07154 | 3.388% | 6467.38 | 281.035 | 1867.7556 | 2.1117 | 76506.75 | 6072.39
Windows_0.28UFactor0.23SHGC | New Windows: 0.28 U-factor, 0.23 SHGC |  | Window Upgrade: 0.28 vs 0.30 U-factor | SCG | SCE | CZ09 | 1978-1991 | CARE | Mixed-fuel | Mixed-fuel | 962.8 | 4.33 | 11462.7824 | 11462.7824 | -5801.7824 | 290.4093 | N/A | N/A | 6591.348 | 7134.2566 | 0.57502 | 0.62238 | N/A | N/A | N/A | N/A | N/A | N/A | N/A | N/A | 39.4711 | N/A | N/A | 5661 | 0.49386 | 0.05103 | 2.416% | 6467.38 | 281.035 | 1867.7556 | 2.1117 | 76506.75 | 5504.58
Roof_RB | Roofing: Radiant Barrier |  | Radiant Barrier (at roof replacement) | SCG | SCE | CZ09 | 1978-1991 | CARE | Mixed-fuel | Mixed-fuel | 280.66 | 4.047 | 892.9455 | 892.9455 | 1088.4045 | 88.1886 | N/A | N/A | 2031.5376 | 2266.3519 | 2.2751 | 2.5381 | N/A | N/A | N/A | N/A | N/A | N/A | N/A | N/A | 10.1254 | N/A | N/A | 1981.35 | 2.2189 | 0.03131 | 1.483% | 6467.38 | 281.035 | 1867.7556 | 2.1117 | 76506.75 | 6186.72
Roof_0.20Ref | Roofing: Steep Sloped, 0.20 Ref. |  | 0.20 Solar Reflectance Cool Roof (at roof replacement) | SCG | SCE | CZ09 | 1978-1991 | CARE | Mixed-fuel | Mixed-fuel | 249.84 | -4.144 | 892.9455 | 1203.407 | -304.307 | 67.5373 | N/A | N/A | 1475.5607 | 1467.914 | 1.2262 | 1.2198 | N/A | N/A | N/A | N/A | N/A | N/A | N/A | N/A | 13.2215 | N/A | N/A | 899.1 | 0.74713 | -0.01616 | -0.7652% | 6467.38 | 281.035 | 1867.7556 | 2.1117 | 76506.75 | 6217.54
Roof_0.25Ref | Roofing: Steep Sloped, 0.25 Ref. vs. 0.20 Ref |  | Roofing Upgrade: 0.25 vs. 0.20 Solar Reflectance (at roof replacement) | SCG | SCE | CZ09 | 1978-1991 | CARE | Mixed-fuel | Mixed-fuel | 379.16 | -6.306 | 1785.8911 | 2406.8139 | -1074.8139 | 102.7947 | N/A | N/A | 2245.8849 | 2234.2874 | 0.93314 | 0.92832 | N/A | N/A | N/A | N/A | N/A | N/A | N/A | N/A | 17.3734 | N/A | N/A | 1332 | 0.55343 | -0.02484 | -1.176% | 6467.38 | 281.035 | 1867.7556 | 2.1117 | 76506.75 | 6088.22
Ducts_R6 | New Ducts: R-6 |  | New Ducts: R-6 | SCG | SCE | CZ09 | 1978-1991 | CARE | Mixed-fuel | Mixed-fuel | 918.13 | 13.671 | 4808.3746 | 4808.3746 | 2401.0754 | 297.8805 | N/A | N/A | 6862.6075 | 7657.0458 | 1.4272 | 1.5924 | N/A | N/A | N/A | N/A | N/A | N/A | N/A | N/A | 16.142 | N/A | N/A | 7209.45 | 1.4994 | 0.11867 | 5.62% | 6467.38 | 281.035 | 1867.7556 | 2.1117 | 76506.75 | 5549.25
Ducts_R8 | New Ducts: R-8 |  | New Ducts: R-8 | SCG | SCE | CZ09 | 1978-1991 | CARE | Mixed-fuel | Mixed-fuel | 946.17 | 14.79 | 6311.1144 | 6311.1144 | 1214.6856 | 307.8092 | N/A | N/A | 7098.7458 | 7936.9499 | 1.1248 | 1.2576 | N/A | N/A | N/A | N/A | N/A | N/A | N/A | N/A | 20.5033 | N/A | N/A | 7525.8 | 1.1925 | 0.12638 | 5.985% | 6467.38 | 281.035 | 1867.7556 | 2.1117 | 76506.75 | 5521.21
DuctSealing_10% | Duct Sealing: 10% |  | Duct Sealing: 10% | SCG | SCE | CZ09 | 1978-1991 | CARE | Mixed-fuel | Mixed-fuel | 663.57 | 6.225 | 2589.5542 | 2589.5542 | 2272.2458 | 210.8659 | N/A | N/A | 4819.4668 | 5291.9223 | 1.8611 | 2.0436 | N/A | N/A | N/A | N/A | N/A | N/A | N/A | N/A | 12.2806 | N/A | N/A | 4861.8 | 1.8775 | 0.06633 | 3.141% | 6467.38 | 281.035 | 1867.7556 | 2.1117 | 76506.75 | 5803.81
HPWH | HPWH |  | 240V Fed. Min. HPWH | SCG | SCE | CZ09 | 1978-1991 | CARE | Mixed-fuel | Mixed-fuel | -996.2 | 153.308 | 4332.0102 | 6553.7323 | 5134.5677 | -47.9443 | -101.2007 | N/A | 490.7185 | 4089.7269 | 0.074876 | 0.62403 | -708.9551 | 2811.6931 | 0 | 0.42902 | N/A | N/A | N/A | N/A | -90.355 | -42.8061 | N/A | 11688.3 | 1.7835 | 0.80419 | 39.04% | 6467.38 | 272.142 | 1854.3816 | 2.0597 | 75441.15 | 7463.58
HPWH_HighEfficiency | High Efficiency HPWH |  | 240V Market Std. NEEA HPWH | SCG | SCE | CZ09 | 1978-1991 | CARE | Mixed-fuel | Mixed-fuel | -822.19 | 153.39 | 5192.8306 | 7967.0806 | 5003.2694 | 1.4203 | -63.1236 | N/A | 1603.5949 | 5277.2711 | 0.20128 | 0.66238 | 149.656 | 3728.364 | 0.018784 | 0.46797 | N/A | N/A | N/A | N/A | 3656.0472 | -82.2646 | N/A | 12970.35 | 1.628 | 0.82605 | 40.1% | 6467.38 | 272.142 | 1854.3816 | 2.0597 | 75441.15 | 7289.57
HPWH_HighEfficiency_DR | High Efficiency HPWH with Demand Response |  | 240V Market Std. NEEA HPWH + DR | SCG | SCE | CZ09 | 1978-1991 | CARE | Mixed-fuel | Mixed-fuel | -685.22 | 153.419 | 5192.8306 | 7967.0806 | 6068.8694 | 45.2938 | -21.4511 | N/A | 2592.2063 | 6331.1442 | 0.32536 | 0.79466 | 1088.6863 | 4729.4174 | 0.13665 | 0.59362 | N/A | N/A | N/A | N/A | 114.6478 | -242.077 | N/A | 14035.95 | 1.7617 | 0.84667 | 41.11% | 6467.38 | 272.142 | 1854.3816 | 2.0597 | 75441.15 | 7152.6
HPWH_120V | 120V HPWH |  | 120V Market Std. NEEA HPWH | SCG | SCE | CZ09 | 1978-1991 | CARE | Mixed-fuel | Mixed-fuel | -773.11 | 153.623 | 2892.8863 | 4272.7328 | 9113.8672 | 21.2079 | -38.2847 | N/A | 2051.8147 | 5760.397 | 0.48021 | 1.3482 | 711.6634 | 4332.7097 | 0.16656 | 1.014 | N/A | N/A | N/A | N/A | 136.4063 | -75.5624 | N/A | 13386.6 | 3.133 | 0.83674 | 40.62% | 6467.38 | 272.142 | 1854.3816 | 2.0597 | 75441.15 | 7240.49
HPWH_TankOutside | HPWH in Exterior Closet |  | 240V Fed. Min. HPWH, Exterior Closet | SCG | SCE | CZ09 | 1978-1991 | CARE | Mixed-fuel | Mixed-fuel | -1017.89 | 152.741 | 4751.0613 | 6972.7834 | 4465.7666 | -55.6587 | -108.4219 | N/A | 310.9088 | 3884.4708 | 0.044589 | 0.55709 | -877.6548 | 2618.2727 | 0 | 0.3755 | N/A | N/A | N/A | N/A | -85.3607 | -43.8201 | N/A | 11438.55 | 1.6405 | 0.79653 | 38.67% | 6467.38 | 272.142 | 1854.3816 | 2.0597 | 75441.15 | 7485.27
HPWH_TankInside_NotDucted | HPWH in interior closet, not ducted |  | 240V Fed. Min. HPWH, Interior Closet, Not Ducted | SCG | SCE | CZ09 | 1978-1991 | CARE | Mixed-fuel | Mixed-fuel | -612.32 | 137.093 | 4412.5691 | 6634.2911 | 5570.1589 | 38.3911 | -37.4139 | N/A | 2264.4979 | 5590.9463 | 0.34133 | 0.84273 | 556.8878 | 3771.7986 | 0.083941 | 0.56853 | N/A | N/A | N/A | N/A | 114.9373 | -117.9394 | N/A | 12204.45 | 1.8396 | 0.73724 | 35.79% | 6467.38 | 272.142 | 1854.3816 | 2.0597 | 75441.15 | 7079.7
HPWH_TankInside_Ducted | HPWH in interior closet, ducted outside |  | 240V Fed. Min. HPWH, Interior Closet, Ducted | SCG | SCE | CZ09 | 1978-1991 | CARE | Mixed-fuel | Mixed-fuel | -1066.19 | 157.553 | 5491.8272 | 7713.5493 | 4124.6007 | -62.5744 | -113.8576 | N/A | 206.2725 | 3889.1549 | 0.026742 | 0.5042 | -948.9528 | 2658.4727 | 0 | 0.34465 | N/A | N/A | N/A | N/A | -87.7648 | -48.2342 | N/A | 11838.15 | 1.5347 | 0.82932 | 40.26% | 6467.38 | 272.142 | 1854.3816 | 2.0597 | 75441.15 | 7533.57
HPSH_9.5HSPF2_17SEER2 | New HPSH 9.5 HSPF2, 17 SEER2 |  | High Efficiency HPSH | SCG | SCE | CZ09 | 1978-1991 | CARE | Mixed-fuel | Mixed-fuel | -300.19 | 67.705 | 4148.5785 | 7065.961 | -1976.611 | 20.3677 | -64.2519 | N/A | 1197.4121 | 2952.9111 | 0.16946 | 0.41791 | -708.7579 | 922.234 | 0 | 0.13052 | N/A | N/A | N/A | N/A | 203.6845 | -64.5674 | N/A | 5089.35 | 0.72026 | 0.29936 | 14.88% | 5233.75 | 272.489 | 1473.9099 | 2.0119 | 67493.55 | 5533.94
MSHP | Ducted MSHP 9.5 HSPF2, 16.5 SEER2 |  | High Eff MSHP | SCG | SCE | CZ09 | 1978-1991 | CARE | Mixed-fuel | Mixed-fuel | -329.74 | 67.705 | 1421.1983 | 3229.8412 | 1709.6588 | 11.0218 | -72.7915 | N/A | 986.8841 | 2728.6318 | 0.30555 | 0.84482 | -901.1244 | 717.3025 | 0 | 0.22209 | N/A | N/A | N/A | N/A | 128.944 | -19.5242 | N/A | 4939.5 | 1.5293 | 0.29838 | 14.83% | 5233.75 | 272.489 | 1473.9099 | 2.0119 | 67493.55 | 5563.49
PV_3kW | 3kW PV |  | 3kW PV | SCG | SCE | CZ09 | 1978-1991 | CARE | Mixed-fuel | Mixed-fuel | 5054.62 | 0 | 9608.1502 | 11574.2633 | 2078.7367 | 778.8751 | N/A | 591.5046 | 17545.2196 | 18691.2371 | 1.5159 | 1.6149 | N/A | N/A | N/A | N/A | 13324.4457 | 14194.7709 | 1.1512 | 1.2264 | 12.3359 | N/A | 16.2436 | 13653 | 1.1796 | 0.14028 | 6.643% | 6467.38 | 281.035 | 1867.7556 | 2.1117 | 76506.75 | 1412.76
AE | All Electric |  | All Electric | SCG | SCE | CZ09 | 1978-1991 | CARE | All Electric | Mixed-fuel | -1404.65 | 281.035 | 6454.0357 | 9682.6042 | 13510.8458 | 46.5284 | 60.9975 | N/A | 3936.1783 | 10751.7578 | 0.40652 | 1.1104 | 4262.1135 | 11098.9824 | 0.44018 | 1.1463 | N/A | N/A | N/A | N/A | 138.7117 | 105.8082 | N/A | 23193.45 | 2.3954 | 1.3936 | 66% | 6467.38 | 281.035 | 1867.7556 | 2.1117 | 76506.75 | 7872.03
VCHP_base | Base VCHP |  | Base VCHP | SCG | SCE | CZ09 | 1978-1991 | CARE | Mixed-fuel | Mixed-fuel | -179.96 | 55.447 | 13336.3685 | 21679.367 | -16917.467 | 38.5083 | -68.6228 | N/A | 1469.4204 | 2932.4065 | 0.06778 | 0.13526 | -943.8518 | 361.5043 | 0 | 0.016675 | N/A | N/A | N/A | N/A | 346.3247 | -194.3432 | N/A | 4761.9 | 0.21965 | 0.23959 | 12.51% | 4824.37 | 260.231 | 1338.0722 | 1.9154 | 63836.1 | 5004.33
VCHP_Fujitsu48 | Fujitsu 48 VCHP |  | Fujitsu 48 VCHP | SCG | SCE | CZ09 | 1978-1991 | CARE | Mixed-fuel | Mixed-fuel | 430.72 | 55.447 | 17266.2712 | 28131.7248 | -18824.3748 | 197.5612 | 69.9247 | N/A | 5052.3038 | 6749.3164 | 0.17959 | 0.23992 | 2177.1191 | 3686.3305 | 0.07739 | 0.13104 | N/A | N/A | N/A | N/A | 87.3971 | 246.9265 | N/A | 9307.35 | 0.33085 | 0.31523 | 16.46% | 4824.37 | 260.231 | 1338.0722 | 1.9154 | 63836.1 | 4393.65
HPWH_PV | HPWH + 3kW PV |  | 240V Fed. Min. HPWH + 3kW PV | SCG | SCE | CZ09 | 1978-1991 | CARE | Mixed-fuel | Mixed-fuel | 4058.42 | 153.308 | 13940.1604 | 18127.9956 | 8944.9044 | 799.2928 | N/A | 621.2021 | 19575.8861 | 24421.4982 | 1.0799 | 1.3472 | N/A | N/A | N/A | N/A | 15564.1495 | 20147.7233 | 0.85857 | 1.1114 | 17.4406 | N/A | 22.4406 | 27072.9 | 1.4934 | 0.94447 | 45.85% | 6467.38 | 272.142 | 1854.3816 | 2.0597 | 75441.15 | 2408.96
HPSH_PV | HPSH + 3kW PV |  | HPSH + 3kW PV | SCG | SCE | CZ09 | 1978-1991 | CARE | Mixed-fuel | Mixed-fuel | 4456.078 | 67.705 | 10780.1756 | 13753.1352 | 2158.7148 | 684.4769 | N/A | 540.2546 | 16157.3738 | 18890.0266 | 1.1748 | 1.3735 | N/A | N/A | N/A | N/A | 12908.5724 | 15429.0202 | 0.93859 | 1.1219 | 15.7495 | N/A | 19.9539 | 15911.85 | 1.157 | 0.40846 | 20.3% | 5233.75 | 272.489 | 1473.9099 | 2.0119 | 67493.55 | 777.672
HPSH_RCV_300CFM | New HPSH |  | Heat Pump Space Heater | SCG | SCE | CZ10 | 1978-1991 | CARE | Mixed-fuel | Mixed-fuel | -604.15 | 65.787 | 1172.0255 | 2178.8719 | 462.9281 | -48.782 | -139.0509 | N/A | -392.0945 | 1187.331 | 0 | 0.54493 | -2425.5232 | -978.917 | 0 | 0 | N/A | N/A | N/A | N/A | -24.0258 | -8.4288 | N/A | 2641.8 | 1.2125 | 0.25971 | 12.93% | 5844.64 | 268.697 | 1625.6427 | 2.0081 | 70357.35 | 6448.79
DFHP_RCV_300CFM_35F | DFHP, Existing Furnace 35F |  | Dual Fuel Heat Pump (existing furnace) | SCG | SCE | CZ10 | 1978-1991 | CARE | Mixed-fuel | Mixed-fuel | -487.51 | 60.706 | 1960.2499 | 948.7304 | 1382.2696 | -29.7839 | -127.1643 | N/A | -16.6388 | 1468.0838 | 0 | 1.5474 | -2210.2638 | -868.8243 | 0 | 0 | N/A | N/A | N/A | N/A | -65.8157 | -15.4151 | N/A | 2331 | 2.457 | 0.25445 | 12.61% | 5844.64 | 270.384 | 1628.0805 | 2.018 | 69991.05 | 6332.15
RaisedFloorInsulation_R19 | Raised Floor Insulation: R-19 |  | Raised Floor Insulation: R-19 | SCG | SCE | CZ10 | 1978-1991 | CARE | Mixed-fuel | Mixed-fuel | -203.64 | 27.126 | 3632.776 | 3632.776 | -1185.226 | -16.7052 | N/A | N/A | -70.7166 | 618.6258 | 0 | 0.17029 | N/A | N/A | N/A | N/A | N/A | N/A | N/A | N/A | -217.4643 | N/A | N/A | 2447.55 | 0.67374 | 0.15732 | 6.847% | 8260.21 | 302.115 | 2400.7204 | 2.2978 | 89477.1 | 8463.85
RaisedFloorInsulation_R30 | Raised Floor Insulation: R-30vs0 |  | Raised Floor Insulation: R-30vsR0 | SCG | SCE | CZ10 | 1978-1991 | CARE | Mixed-fuel | Mixed-fuel | -246.64 | 30.903 | 4112.6252 | 4112.6252 | -1398.6752 | -23.437 | N/A | N/A | -180.8849 | 595.45 | 0 | 0.14479 | N/A | N/A | N/A | N/A | N/A | N/A | N/A | N/A | -175.4754 | N/A | N/A | 2713.95 | 0.65991 | 0.17885 | 7.783% | 8260.21 | 302.115 | 2400.7204 | 2.2978 | 89477.1 | 8506.85
AtticInsulation_R38 | Attic Insulation: R-38 |  | Attic Insulation: R-38 | SCG | SCE | CZ10 | 1978-1991 | CARE | Mixed-fuel | Mixed-fuel | 361.35 | 7.732 | 2555.3859 | 2555.3859 | 458.2641 | 116.198 | N/A | N/A | 2701.4756 | 3068.5912 | 1.0572 | 1.2008 | N/A | N/A | N/A | N/A | N/A | N/A | N/A | N/A | 21.9917 | N/A | N/A | 3013.65 | 1.1793 | 0.05739 | 2.708% | 7499.25 | 277.021 | 2141.5071 | 2.1189 | 81634.95 | 7137.9
AtticInsulation_R49 | Attic Insulation: R-49 |  | Attic Insulation: R-49 | SCG | SCE | CZ10 | 1978-1991 | CARE | Mixed-fuel | Mixed-fuel | 456.98 | 9.52 | 3611.6191 | 3611.6191 | 184.5809 | 148.0541 | N/A | N/A | 3438.5214 | 3897.9298 | 0.95207 | 1.0793 | N/A | N/A | N/A | N/A | N/A | N/A | N/A | N/A | 24.3939 | N/A | N/A | 3796.2 | 1.0511 | 0.07121 | 3.361% | 7499.25 | 277.021 | 2141.5071 | 2.1189 | 81634.95 | 7042.27
Windows_0.28UFactor0.23SHGC | New Windows: 0.28 U-factor, 0.23 SHGC |  | Window Upgrade: 0.28 vs 0.30 U-factor | SCG | SCE | CZ10 | 1978-1991 | CARE | Mixed-fuel | Mixed-fuel | 1196.13 | 3.835 | 11462.7824 | 11462.7824 | -4719.5324 | 351.7649 | N/A | N/A | 7967.0519 | 8585.2523 | 0.69504 | 0.74897 | N/A | N/A | N/A | N/A | N/A | N/A | N/A | N/A | 32.5865 | N/A | N/A | 6743.25 | 0.58827 | 0.05015 | 2.367% | 7499.25 | 277.021 | 2141.5071 | 2.1189 | 81634.95 | 6303.12
Roof_RB | Roofing: Radiant Barrier |  | Radiant Barrier (at roof replacement) | SCG | SCE | CZ10 | 1978-1991 | CARE | Mixed-fuel | Mixed-fuel | 342.55 | 3.852 | 892.9455 | 892.9455 | 1388.1045 | 103.5569 | N/A | N/A | 2374.946 | 2625.8746 | 2.6597 | 2.9407 | N/A | N/A | N/A | N/A | N/A | N/A | N/A | N/A | 8.6228 | N/A | N/A | 2281.05 | 2.5545 | 0.03064 | 1.446% | 7499.25 | 277.021 | 2141.5071 | 2.1189 | 81634.95 | 7156.7
Roof_0.20Ref | Roofing: Steep Sloped, 0.20 Ref. |  | 0.20 Solar Reflectance Cool Roof (at roof replacement) | SCG | SCE | CZ10 | 1978-1991 | CARE | Mixed-fuel | Mixed-fuel | 292.26 | -3.935 | 892.9455 | 1203.407 | -87.857 | 78.2579 | N/A | N/A | 1719.6478 | 1733.8281 | 1.429 | 1.4408 | N/A | N/A | N/A | N/A | N/A | N/A | N/A | N/A | 11.4103 | N/A | N/A | 1115.55 | 0.92699 | -0.01439 | -0.6791% | 7499.25 | 277.021 | 2141.5071 | 2.1189 | 81634.95 | 7206.99
Roof_0.25Ref | Roofing: Steep Sloped, 0.25 Ref. vs. 0.20 Ref |  | Roofing Upgrade: 0.25 vs. 0.20 Solar Reflectance (at roof replacement) | SCG | SCE | CZ10 | 1978-1991 | CARE | Mixed-fuel | Mixed-fuel | 440.29 | -5.985 | 1785.8911 | 2406.8139 | -725.1639 | 118.1125 | N/A | N/A | 2594.8994 | 2615.0953 | 1.0781 | 1.0865 | N/A | N/A | N/A | N/A | N/A | N/A | N/A | N/A | 15.1203 | N/A | N/A | 1681.65 | 0.6987 | -0.0221 | -1.043% | 7499.25 | 277.021 | 2141.5071 | 2.1189 | 81634.95 | 7058.96
Ducts_R6 | New Ducts: R-6 |  | New Ducts: R-6 | SCG | SCE | CZ10 | 1978-1991 | CARE | Mixed-fuel | Mixed-fuel | 1217.54 | 13.091 | 4808.3746 | 4808.3746 | 3932.8754 | 382.5353 | N/A | N/A | 8760.8032 | 9659.3154 | 1.822 | 2.0089 | N/A | N/A | N/A | N/A | N/A | N/A | N/A | N/A | 12.5698 | N/A | N/A | 8741.25 | 1.8179 | 0.1234 | 5.824% | 7499.25 | 277.021 | 2141.5071 | 2.1189 | 81634.95 | 6281.71
Ducts_R8 | New Ducts: R-8 |  | New Ducts: R-8 | SCG | SCE | CZ10 | 1978-1991 | CARE | Mixed-fuel | Mixed-fuel | 1261.24 | 14.119 | 6311.1144 | 6311.1144 | 2796.4356 | 396.9787 | N/A | N/A | 9097.4466 | 10043.5744 | 1.4415 | 1.5914 | N/A | N/A | N/A | N/A | N/A | N/A | N/A | N/A | 15.8979 | N/A | N/A | 9107.55 | 1.4431 | 0.13065 | 6.166% | 7499.25 | 277.021 | 2141.5071 | 2.1189 | 81634.95 | 6238.01
DuctSealing_10% | Duct Sealing: 10% |  | Duct Sealing: 10% | SCG | SCE | CZ10 | 1978-1991 | CARE | Mixed-fuel | Mixed-fuel | 894.12 | 6.069 | 2589.5542 | 2589.5542 | 3487.6958 | 277.2527 | N/A | N/A | 6312.1064 | 6875.6687 | 2.4375 | 2.6552 | N/A | N/A | N/A | N/A | N/A | N/A | N/A | N/A | 9.34 | N/A | N/A | 6077.25 | 2.3468 | 0.07205 | 3.4% | 7499.25 | 277.021 | 2141.5071 | 2.1189 | 81634.95 | 6605.13
HPWH | HPWH |  | 240V Fed. Min. HPWH | SCG | SCE | CZ10 | 1978-1991 | CARE | Mixed-fuel | Mixed-fuel | -991.2 | 151.458 | 4332.0102 | 6553.7323 | 4934.7677 | -53.5725 | -85.9871 | N/A | 334.1059 | 3855.1448 | 0.050979 | 0.58824 | -396.0772 | 3077.2677 | 0 | 0.46954 | N/A | N/A | N/A | N/A | -80.8626 | -50.3798 | N/A | 11488.5 | 1.753 | 0.79169 | 38.3% | 7499.25 | 268.151 | 2128.1859 | 2.0671 | 80569.35 | 8490.45
HPWH_HighEfficiency | High Efficiency HPWH |  | 240V Market Std. NEEA HPWH | SCG | SCE | CZ10 | 1978-1991 | CARE | Mixed-fuel | Mixed-fuel | -803.85 | 151.54 | 5192.8306 | 7967.0806 | 4870.0694 | 0.58574 | -43.6293 | N/A | 1554.9577 | 5157.701 | 0.19517 | 0.64738 | 558.9538 | 4096.6402 | 0.070158 | 0.5142 | N/A | N/A | N/A | N/A | 8865.349 | -119.0216 | N/A | 12837.15 | 1.6113 | 0.81559 | 39.46% | 7499.25 | 268.151 | 2128.1859 | 2.0671 | 80569.35 | 8303.1
HPWH_HighEfficiency_DR | High Efficiency HPWH with Demand Response |  | 240V Market Std. NEEA HPWH + DR | SCG | SCE | CZ10 | 1978-1991 | CARE | Mixed-fuel | Mixed-fuel | -669.11 | 151.569 | 5192.8306 | 7967.0806 | 5968.9694 | 43.6226 | -3.8307 | N/A | 2524.7258 | 6191.5042 | 0.31689 | 0.77714 | 1455.7755 | 5052.7322 | 0.18272 | 0.6342 | N/A | N/A | N/A | N/A | 119.0399 | -1355.576 | N/A | 13936.05 | 1.7492 | 0.83598 | 40.44% | 7499.25 | 268.151 | 2128.1859 | 2.0671 | 80569.35 | 8168.36
HPWH_120V | 120V HPWH |  | 120V Market Std. NEEA HPWH | SCG | SCE | CZ10 | 1978-1991 | CARE | Mixed-fuel | Mixed-fuel | -754.84 | 151.802 | 2892.8863 | 4272.7328 | 9063.9172 | 20.3721 | -19.9162 | N/A | 2003.4177 | 5641.6891 | 0.46888 | 1.3204 | 1095.8704 | 4674.8627 | 0.25648 | 1.0941 | N/A | N/A | N/A | N/A | 142.0025 | -145.2532 | N/A | 13336.65 | 3.1213 | 0.82754 | 40.03% | 7499.25 | 268.151 | 2128.1859 | 2.0671 | 80569.35 | 8254.09
HPWH_TankOutside | HPWH in Exterior Closet |  | 240V Fed. Min. HPWH, Exterior Closet | SCG | SCE | CZ10 | 1978-1991 | CARE | Mixed-fuel | Mixed-fuel | -1009.22 | 150.891 | 4751.0613 | 6972.7834 | 4299.2666 | -60.5469 | -93.0869 | N/A | 171.0522 | 3667.9356 | 0.024531 | 0.52604 | -561.9575 | 2887.0473 | 0 | 0.41405 | N/A | N/A | N/A | N/A | -78.4692 | -51.039 | N/A | 11272.05 | 1.6166 | 0.78471 | 37.96% | 7499.25 | 268.151 | 2128.1859 | 2.0671 | 80569.35 | 8508.47
HPWH_TankInside_NotDucted | HPWH in interior closet, not ducted |  | 240V Fed. Min. HPWH, Interior Closet, Not Ducted | SCG | SCE | CZ10 | 1978-1991 | CARE | Mixed-fuel | Mixed-fuel | -572 | 134.232 | 4412.5691 | 6634.2911 | 5470.2589 | 41.6018 | -15.9715 | N/A | 2299.192 | 5542.4489 | 0.34656 | 0.83542 | 1002.2744 | 4160.8193 | 0.15107 | 0.62717 | N/A | N/A | N/A | N/A | 106.0667 | -276.2773 | N/A | 12104.55 | 1.8245 | 0.7222 | 34.94% | 7499.25 | 268.151 | 2128.1859 | 2.0671 | 80569.35 | 8071.25
HPWH_TankInside_Ducted | HPWH in interior closet, ducted outside |  | 240V Fed. Min. HPWH, Interior Closet, Ducted | SCG | SCE | CZ10 | 1978-1991 | CARE | Mixed-fuel | Mixed-fuel | -1065.08 | 155.858 | 5491.8272 | 7713.5493 | 3924.8007 | -69.6263 | -100.9067 | N/A | 18.5155 | 3623.5017 | 0.0024004 | 0.46976 | -686.1165 | 2872.8446 | 0 | 0.37244 | N/A | N/A | N/A | N/A | -78.8757 | -54.4248 | N/A | 11638.35 | 1.5088 | 0.81849 | 39.6% | 7499.25 | 268.151 | 2128.1859 | 2.0671 | 80569.35 | 8564.33
HPSH_9.5HSPF2_17SEER2 | New HPSH 9.5 HSPF2, 17 SEER2 |  | High Efficiency HPSH | SCG | SCE | CZ10 | 1978-1991 | CARE | Mixed-fuel | Mixed-fuel | -272.39 | 65.787 | 4148.5785 | 7065.961 | -2126.461 | 43.7837 | -56.9727 | N/A | 1693.0735 | 3408.6979 | 0.23961 | 0.48241 | -576.6006 | 990.7734 | 0 | 0.14022 | N/A | N/A | N/A | N/A | 94.7517 | -72.817 | N/A | 4939.5 | 0.69906 | 0.29168 | 14.53% | 5844.64 | 268.697 | 1625.6427 | 2.0081 | 70357.35 | 6117.03
MSHP | Ducted MSHP 9.5 HSPF2, 16.5 SEER2 |  | High Eff MSHP | SCG | SCE | CZ10 | 1978-1991 | CARE | Mixed-fuel | Mixed-fuel | -308.08 | 65.787 | 1421.1983 | 3229.8412 | 1509.8588 | 32.8879 | -67.0085 | N/A | 1447.6304 | 3147.2229 | 0.4482 | 0.97442 | -802.6704 | 749.9371 | 0 | 0.23219 | N/A | N/A | N/A | N/A | 43.2135 | -21.2092 | N/A | 4739.7 | 1.4675 | 0.29053 | 14.47% | 5844.64 | 268.697 | 1625.6427 | 2.0081 | 70357.35 | 6152.72
PV_3kW | 3kW PV |  | 3kW PV | SCG | SCE | CZ10 | 1978-1991 | CARE | Mixed-fuel | Mixed-fuel | 5024.39 | 0 | 9608.1502 | 11574.2633 | 2994.4867 | 808.08 | N/A | 625.727 | 18203.0991 | 19392.0879 | 1.5727 | 1.6754 | N/A | N/A | N/A | N/A | 14095.3516 | 15016.0309 | 1.2178 | 1.2974 | 11.8901 | N/A | 15.3552 | 14568.75 | 1.2587 | 0.13949 | 6.583% | 7499.25 | 277.021 | 2141.5071 | 2.1189 | 81634.95 | 2474.86
AE | All Electric |  | All Electric | SCG | SCE | CZ10 | 1978-1991 | CARE | All Electric | Mixed-fuel | -981.97 | 277.021 | 6454.0357 | 9682.6042 | 15225.7958 | 203.4122 | 179.7071 | N/A | 7409.9404 | 14315.5776 | 0.76528 | 1.4785 | 6875.9506 | 13746.7087 | 0.71013 | 1.4197 | N/A | N/A | N/A | N/A | 31.7288 | 35.9142 | N/A | 24908.4 | 2.5725 | 1.3836 | 65.3% | 7499.25 | 277.021 | 2141.5071 | 2.1189 | 81634.95 | 8481.22
VCHP_base | Base VCHP |  | Base VCHP | SCG | SCE | CZ10 | 1978-1991 | CARE | Mixed-fuel | Mixed-fuel | -91.78 | 54.51 | 13336.3685 | 21679.367 | -16617.767 | 73.1698 | -49.8482 | N/A | 2231.3477 | 3701.2507 | 0.10292 | 0.17073 | -539.7996 | 749.0977 | 0 | 0.034553 | N/A | N/A | N/A | N/A | 182.2661 | -267.5394 | N/A | 5061.6 | 0.23348 | 0.23755 | 12.41% | 5328.86 | 257.42 | 1460.5517 | 1.9148 | 66283.65 | 5420.64
VCHP_Fujitsu48 | Fujitsu 48 VCHP |  | Fujitsu 48 VCHP | SCG | SCE | CZ10 | 1978-1991 | CARE | Mixed-fuel | Mixed-fuel | 605.84 | 54.51 | 17266.2712 | 28131.7248 | -17991.8748 | 251.3185 | 107.5188 | N/A | 6244.3913 | 7976.418 | 0.22197 | 0.28354 | 3005.1068 | 4525.55 | 0.10682 | 0.16087 | N/A | N/A | N/A | N/A | 68.7027 | 160.5884 | N/A | 10139.85 | 0.36044 | 0.3161 | 16.51% | 5328.86 | 257.42 | 1460.5517 | 1.9148 | 66283.65 | 4723.02
HPWH_PV | HPWH + 3kW PV |  | 240V Fed. Min. HPWH + 3kW PV | SCG | SCE | CZ10 | 1978-1991 | CARE | Mixed-fuel | Mixed-fuel | 4033.18 | 151.458 | 13940.1604 | 18127.9956 | 9511.0044 | 821.8315 | N/A | 649.4042 | 20053.7712 | 24862.858 | 1.1062 | 1.3715 | N/A | N/A | N/A | N/A | 16169.612 | 20724.9935 | 0.89197 | 1.1433 | 16.9623 | N/A | 21.4661 | 27639 | 1.5247 | 0.93118 | 45.05% | 7499.25 | 268.151 | 2128.1859 | 2.0671 | 80569.35 | 3466.07
HPSH_PV | HPSH + 3kW PV |  | HPSH + 3kW PV | SCG | SCE | CZ10 | 1978-1991 | CARE | Mixed-fuel | Mixed-fuel | 4420.24 | 65.787 | 10780.1756 | 13753.1352 | 2791.4148 | 713.6248 | N/A | 554.8218 | 16782.1554 | 19483.3674 | 1.2202 | 1.4166 | N/A | N/A | N/A | N/A | 13204.9007 | 15672.4538 | 0.96014 | 1.1396 | 15.1062 | N/A | 19.43 | 16544.55 | 1.203 | 0.39921 | 19.88% | 5844.64 | 268.697 | 1625.6427 | 2.0081 | 70357.35 | 1424.4
HPSH_RCV_300CFM | New HPSH |  | Heat Pump Space Heater | SDGE | SDGE | CZ10 | 1978-1991 | CARE | Mixed-fuel | Mixed-fuel | -604.15 | 65.787 | 1172.0255 | 2178.8719 | 462.9281 | -60.023 | 64.7084 | N/A | -633.265 | 2067.6574 | 0 | 0.94896 | 2385.7868 | 5060.9304 | 1.095 | 2.3227 | N/A | N/A | N/A | N/A | -19.5263 | 18.1124 | N/A | 2641.8 | 1.2125 | 0.25971 | 12.93% | 5844.64 | 268.697 | 2287.9761 | 2.0081 | 70357.35 | 6448.79
DFHP_RCV_300CFM_35F | DFHP, Existing Furnace 35F |  | Dual Fuel Heat Pump (existing furnace) | SDGE | SDGE | CZ10 | 1978-1991 | CARE | Mixed-fuel | Mixed-fuel | -487.51 | 60.706 | 1960.2499 | 948.7304 | 1382.2696 | -32.5624 | 80.0576 | N/A | -26.0745 | 2480.6165 | 0 | 2.6147 | 2699.8265 | 5183.2418 | 2.8457 | 5.4633 | N/A | N/A | N/A | N/A | -60.1998 | 24.4855 | N/A | 2331 | 2.457 | 0.25445 | 12.61% | 5844.64 | 270.384 | 2291.5728 | 2.018 | 69991.05 | 6332.15
RaisedFloorInsulation_R19 | Raised Floor Insulation: R-19 |  | Raised Floor Insulation: R-19 | SDGE | SDGE | CZ10 | 1978-1991 | CARE | Mixed-fuel | Mixed-fuel | -203.64 | 27.126 | 3632.776 | 3632.776 | -1185.226 | -16.8386 | N/A | N/A | -65.677 | 1059.3642 | 0 | 0.29161 | N/A | N/A | N/A | N/A | N/A | N/A | N/A | N/A | -215.7405 | N/A | N/A | 2447.55 | 0.67374 | 0.15732 | 6.847% | 8260.21 | 302.115 | 3344.7561 | 2.2978 | 89477.1 | 8463.85
RaisedFloorInsulation_R30 | Raised Floor Insulation: R-30vs0 |  | Raised Floor Insulation: R-30vsR0 | SDGE | SDGE | CZ10 | 1978-1991 | CARE | Mixed-fuel | Mixed-fuel | -246.64 | 30.903 | 4112.6252 | 4112.6252 | -1398.6752 | -24.9105 | N/A | N/A | -213.4187 | 1069.5506 | 0 | 0.26007 | N/A | N/A | N/A | N/A | N/A | N/A | N/A | N/A | -165.0958 | N/A | N/A | 2713.95 | 0.65991 | 0.17885 | 7.783% | 8260.21 | 302.115 | 3344.7561 | 2.2978 | 89477.1 | 8506.85
AtticInsulation_R38 | Attic Insulation: R-38 |  | Attic Insulation: R-38 | SDGE | SDGE | CZ10 | 1978-1991 | CARE | Mixed-fuel | Mixed-fuel | 361.35 | 7.732 | 2555.3859 | 2555.3859 | 458.2641 | 159.1606 | N/A | N/A | 3950.2762 | 4238.4974 | 1.5459 | 1.6587 | N/A | N/A | N/A | N/A | N/A | N/A | N/A | N/A | 16.0554 | N/A | N/A | 3013.65 | 1.1793 | 0.05739 | 2.708% | 7499.25 | 277.021 | 2993.7441 | 2.1189 | 81634.95 | 7137.9
AtticInsulation_R49 | Attic Insulation: R-49 |  | Attic Insulation: R-49 | SDGE | SDGE | CZ10 | 1978-1991 | CARE | Mixed-fuel | Mixed-fuel | 456.98 | 9.52 | 3611.6191 | 3611.6191 | 184.5809 | 203.3534 | N/A | N/A | 5042.5495 | 5395.8162 | 1.3962 | 1.494 | N/A | N/A | N/A | N/A | N/A | N/A | N/A | N/A | 17.7603 | N/A | N/A | 3796.2 | 1.0511 | 0.07121 | 3.361% | 7499.25 | 277.021 | 2993.7441 | 2.1189 | 81634.95 | 7042.27
Windows_0.28UFactor0.23SHGC | New Windows: 0.28 U-factor, 0.23 SHGC |  | Window Upgrade: 0.28 vs 0.30 U-factor | SDGE | SDGE | CZ10 | 1978-1991 | CARE | Mixed-fuel | Mixed-fuel | 1196.13 | 3.835 | 11462.7824 | 11462.7824 | -4719.5324 | 473.7859 | N/A | N/A | 11516.6718 | 11579.3751 | 1.0047 | 1.0102 | N/A | N/A | N/A | N/A | N/A | N/A | N/A | N/A | 24.194 | N/A | N/A | 6743.25 | 0.58827 | 0.05015 | 2.367% | 7499.25 | 277.021 | 2993.7441 | 2.1189 | 81634.95 | 6303.12
Roof_RB | Roofing: Radiant Barrier |  | Radiant Barrier (at roof replacement) | SDGE | SDGE | CZ10 | 1978-1991 | CARE | Mixed-fuel | Mixed-fuel | 342.55 | 3.852 | 892.9455 | 892.9455 | 1388.1045 | 141.0011 | N/A | N/A | 3461.491 | 3591.9168 | 3.8765 | 4.0225 | N/A | N/A | N/A | N/A | N/A | N/A | N/A | N/A | 6.3329 | N/A | N/A | 2281.05 | 2.5545 | 0.03064 | 1.446% | 7499.25 | 277.021 | 2993.7441 | 2.1189 | 81634.95 | 7156.7
Roof_0.20Ref | Roofing: Steep Sloped, 0.20 Ref. |  | 0.20 Solar Reflectance Cool Roof (at roof replacement) | SDGE | SDGE | CZ10 | 1978-1991 | CARE | Mixed-fuel | Mixed-fuel | 292.26 | -3.935 | 892.9455 | 1203.407 | -87.857 | 104.7048 | N/A | N/A | 2484.9815 | 2301.495 | 2.065 | 1.9125 | N/A | N/A | N/A | N/A | N/A | N/A | N/A | N/A | 8.5282 | N/A | N/A | 1115.55 | 0.92699 | -0.01439 | -0.6791% | 7499.25 | 277.021 | 2993.7441 | 2.1189 | 81634.95 | 7206.99
Roof_0.25Ref | Roofing: Steep Sloped, 0.25 Ref. vs. 0.20 Ref |  | Roofing Upgrade: 0.25 vs. 0.20 Solar Reflectance (at roof replacement) | SDGE | SDGE | CZ10 | 1978-1991 | CARE | Mixed-fuel | Mixed-fuel | 440.29 | -5.985 | 1785.8911 | 2406.8139 | -725.1639 | 158.0547 | N/A | N/A | 3750.5881 | 3471.7808 | 1.5583 | 1.4425 | N/A | N/A | N/A | N/A | N/A | N/A | N/A | N/A | 11.2992 | N/A | N/A | 1681.65 | 0.6987 | -0.0221 | -1.043% | 7499.25 | 277.021 | 2993.7441 | 2.1189 | 81634.95 | 7058.96
Ducts_R6 | New Ducts: R-6 |  | New Ducts: R-6 | SDGE | SDGE | CZ10 | 1978-1991 | CARE | Mixed-fuel | Mixed-fuel | 1217.54 | 13.091 | 4808.3746 | 4808.3746 | 3932.8754 | 523.4208 | N/A | N/A | 12834.5004 | 13268.9418 | 2.6692 | 2.7595 | N/A | N/A | N/A | N/A | N/A | N/A | N/A | N/A | 9.1864 | N/A | N/A | 8741.25 | 1.8179 | 0.1234 | 5.824% | 7499.25 | 277.021 | 2993.7441 | 2.1189 | 81634.95 | 6281.71
Ducts_R8 | New Ducts: R-8 |  | New Ducts: R-8 | SDGE | SDGE | CZ10 | 1978-1991 | CARE | Mixed-fuel | Mixed-fuel | 1261.24 | 14.119 | 6311.1144 | 6311.1144 | 2796.4356 | 543.2288 | N/A | N/A | 13326.9326 | 13799.8983 | 2.1117 | 2.1866 | N/A | N/A | N/A | N/A | N/A | N/A | N/A | N/A | 11.6178 | N/A | N/A | 9107.55 | 1.4431 | 0.13065 | 6.166% | 7499.25 | 277.021 | 2993.7441 | 2.1189 | 81634.95 | 6238.01
DuctSealing_10% | Duct Sealing: 10% |  | Duct Sealing: 10% | SDGE | SDGE | CZ10 | 1978-1991 | CARE | Mixed-fuel | Mixed-fuel | 894.12 | 6.069 | 2589.5542 | 2589.5542 | 3487.6958 | 379.2209 | N/A | N/A | 9255.5033 | 9428.6917 | 3.5742 | 3.641 | N/A | N/A | N/A | N/A | N/A | N/A | N/A | N/A | 6.8286 | N/A | N/A | 6077.25 | 2.3468 | 0.07205 | 3.4% | 7499.25 | 277.021 | 2993.7441 | 2.1189 | 81634.95 | 6605.13
HPWH | HPWH |  | 240V Fed. Min. HPWH | SDGE | SDGE | CZ10 | 1978-1991 | CARE | Mixed-fuel | Mixed-fuel | -991.2 | 151.458 | 4332.0102 | 6553.7323 | 4934.7677 | -40.0112 | 217.1831 | N/A | 794.7837 | 6587.2431 | 0.12127 | 1.0051 | 7020.0195 | 12759.3234 | 1.0711 | 1.9469 | N/A | N/A | N/A | N/A | -108.27 | 19.9463 | N/A | 11488.5 | 1.753 | 0.79169 | 38.3% | 7499.25 | 268.151 | 2975.5444 | 2.0671 | 80569.35 | 8490.45
HPWH_HighEfficiency | High Efficiency HPWH |  | 240V Market Std. NEEA HPWH | SDGE | SDGE | CZ10 | 1978-1991 | CARE | Mixed-fuel | Mixed-fuel | -803.85 | 151.54 | 5192.8306 | 7967.0806 | 4870.0694 | 28.5888 | 267.1157 | N/A | 2456.2012 | 8237.7515 | 0.30829 | 1.034 | 8229.6043 | 13961.8573 | 1.033 | 1.7524 | N/A | N/A | N/A | N/A | 181.6387 | 19.4404 | N/A | 12837.15 | 1.6113 | 0.81559 | 39.46% | 7499.25 | 268.151 | 2975.5444 | 2.0671 | 80569.35 | 8303.1
HPWH_HighEfficiency_DR | High Efficiency HPWH with Demand Response |  | 240V Market Std. NEEA HPWH + DR | SDGE | SDGE | CZ10 | 1978-1991 | CARE | Mixed-fuel | Mixed-fuel | -669.11 | 151.569 | 5192.8306 | 7967.0806 | 5968.9694 | 82.2505 | 308.6831 | N/A | 3755.4039 | 9527.02 | 0.47137 | 1.1958 | 9236.071 | 14960.8894 | 1.1593 | 1.8778 | N/A | N/A | N/A | N/A | 63.1343 | 16.8225 | N/A | 13936.05 | 1.7492 | 0.83598 | 40.44% | 7499.25 | 268.151 | 2975.5444 | 2.0671 | 80569.35 | 8168.36
HPWH_120V | 120V HPWH |  | 120V Market Std. NEEA HPWH | SDGE | SDGE | CZ10 | 1978-1991 | CARE | Mixed-fuel | Mixed-fuel | -754.84 | 151.802 | 2892.8863 | 4272.7328 | 9063.9172 | 53.0045 | 288.0903 | N/A | 3050.3357 | 8837.2308 | 0.71391 | 2.0683 | 8740.4503 | 14478.7591 | 2.0456 | 3.3886 | N/A | N/A | N/A | N/A | 54.5782 | 10.0416 | N/A | 13336.65 | 3.1213 | 0.82754 | 40.03% | 7499.25 | 268.151 | 2975.5444 | 2.0671 | 80569.35 | 8254.09
HPWH_TankOutside | HPWH in Exterior Closet |  | 240V Fed. Min. HPWH, Exterior Closet | SDGE | SDGE | CZ10 | 1978-1991 | CARE | Mixed-fuel | Mixed-fuel | -1009.22 | 150.891 | 4751.0613 | 6972.7834 | 4299.2666 | -49.0675 | 210.1701 | N/A | 568.728 | 6340.5819 | 0.081564 | 0.90933 | 6843.4205 | 12561.6967 | 0.98145 | 1.8015 | N/A | N/A | N/A | N/A | -96.827 | 22.6058 | N/A | 11272.05 | 1.6166 | 0.78471 | 37.96% | 7499.25 | 268.151 | 2975.5444 | 2.0671 | 80569.35 | 8508.47
HPWH_TankInside_NotDucted | HPWH in interior closet, not ducted |  | 240V Fed. Min. HPWH, Interior Closet, Not Ducted | SDGE | SDGE | CZ10 | 1978-1991 | CARE | Mixed-fuel | Mixed-fuel | -572 | 134.232 | 4412.5691 | 6634.2911 | 5470.2589 | 80.3325 | 300.2715 | N/A | 3497.7658 | 8576.9029 | 0.52723 | 1.2928 | 8821.2605 | 13854.9419 | 1.3296 | 2.0884 | N/A | N/A | N/A | N/A | 54.9288 | 14.6953 | N/A | 12104.55 | 1.8245 | 0.7222 | 34.94% | 7499.25 | 268.151 | 2975.5444 | 2.0671 | 80569.35 | 8071.25
HPWH_TankInside_Ducted | HPWH in interior closet, ducted outside |  | 240V Fed. Min. HPWH, Interior Closet, Ducted | SDGE | SDGE | CZ10 | 1978-1991 | CARE | Mixed-fuel | Mixed-fuel | -1065.08 | 155.858 | 5491.8272 | 7713.5493 | 3924.8007 | -61.8378 | 200.6278 | N/A | 319.6539 | 6291.0465 | 0.041441 | 0.81558 | 6672.477 | 12589.6248 | 0.86503 | 1.6321 | N/A | N/A | N/A | N/A | -88.8102 | 27.3732 | N/A | 11638.35 | 1.5088 | 0.81849 | 39.6% | 7499.25 | 268.151 | 2975.5444 | 2.0671 | 80569.35 | 8564.33
HPSH_9.5HSPF2_17SEER2 | New HPSH 9.5 HSPF2, 17 SEER2 |  | High Efficiency HPSH | SDGE | SDGE | CZ10 | 1978-1991 | CARE | Mixed-fuel | Mixed-fuel | -272.39 | 65.787 | 4148.5785 | 7065.961 | -2126.461 | 69.8844 | 168.3256 | N/A | 2511.0674 | 5185.1413 | 0.35538 | 0.73382 | 4893.7798 | 7547.5083 | 0.69259 | 1.0682 | N/A | N/A | N/A | N/A | 59.3634 | 24.6461 | N/A | 4939.5 | 0.69906 | 0.29168 | 14.53% | 5844.64 | 268.697 | 2287.9761 | 2.0081 | 70357.35 | 6117.03
MSHP | Ducted MSHP 9.5 HSPF2, 16.5 SEER2 |  | High Eff MSHP | SDGE | SDGE | CZ10 | 1978-1991 | CARE | Mixed-fuel | Mixed-fuel | -308.08 | 65.787 | 1421.1983 | 3229.8412 | 1509.8588 | 54.7014 | 155.6699 | N/A | 2143.5728 | 4820.7846 | 0.66368 | 1.4926 | 4587.4561 | 7243.8003 | 1.4203 | 2.2428 | N/A | N/A | N/A | N/A | 25.981 | 9.1296 | N/A | 4739.7 | 1.4675 | 0.29053 | 14.47% | 5844.64 | 268.697 | 2287.9761 | 2.0081 | 70357.35 | 6152.72
PV_3kW | 3kW PV |  | 3kW PV | SDGE | SDGE | CZ10 | 1978-1991 | CARE | Mixed-fuel | Mixed-fuel | 5024.39 | 0 | 9608.1502 | 11574.2633 | 2994.4867 | 902.9402 | N/A | 712.7783 | 21855.1329 | 21668.5185 | 1.8883 | 1.8721 | N/A | N/A | N/A | N/A | 17252.3766 | 17105.0638 | 1.4906 | 1.4779 | 10.641 | N/A | 13.4799 | 14568.75 | 1.2587 | 0.13949 | 6.583% | 7499.25 | 277.021 | 2993.7441 | 2.1189 | 81634.95 | 2474.86
AE | All Electric |  | All Electric | SDGE | SDGE | CZ10 | 1978-1991 | CARE | All Electric | Mixed-fuel | -981.97 | 277.021 | 6454.0357 | 9682.6042 | 15225.7958 | 273.9545 | 559.1216 | N/A | 9562.1687 | 19121.4111 | 0.98756 | 1.9748 | 16464.4693 | 25964.7751 | 1.7004 | 2.6816 | N/A | N/A | N/A | N/A | 23.5588 | 11.5432 | N/A | 24908.4 | 2.5725 | 1.3836 | 65.3% | 7499.25 | 277.021 | 2993.7441 | 2.1189 | 81634.95 | 8481.22
VCHP_base | Base VCHP |  | Base VCHP | SDGE | SDGE | CZ10 | 1978-1991 | CARE | Mixed-fuel | Mixed-fuel | -91.78 | 54.51 | 13336.3685 | 21679.367 | -16617.767 | 113.5885 | 161.1956 | N/A | 3426.4414 | 5624.1587 | 0.15805 | 0.25942 | 4578.7436 | 6766.6217 | 0.2112 | 0.31212 | N/A | N/A | N/A | N/A | 117.4095 | 82.7341 | N/A | 5061.6 | 0.23348 | 0.23755 | 12.41% | 5328.86 | 257.42 | 2061.1131 | 1.9148 | 66283.65 | 5420.64
VCHP_Fujitsu48 | Fujitsu 48 VCHP |  | Fujitsu 48 VCHP | SDGE | SDGE | CZ10 | 1978-1991 | CARE | Mixed-fuel | Mixed-fuel | 605.84 | 54.51 | 17266.2712 | 28131.7248 | -17991.8748 | 358.4081 | 361.7195 | N/A | 9352.1564 | 11499.2758 | 0.33244 | 0.40877 | 9432.3071 | 11578.7421 | 0.33529 | 0.41159 | N/A | N/A | N/A | N/A | 48.1749 | 47.7339 | N/A | 10139.85 | 0.36044 | 0.3161 | 16.51% | 5328.86 | 257.42 | 2061.1131 | 1.9148 | 66283.65 | 4723.02
HPWH_PV | HPWH + 3kW PV |  | 240V Fed. Min. HPWH + 3kW PV | SDGE | SDGE | CZ10 | 1978-1991 | CARE | Mixed-fuel | Mixed-fuel | 4033.18 | 151.458 | 13940.1604 | 18127.9956 | 9511.0044 | 979.2739 | N/A | 829.0782 | 25465.9747 | 31047.7743 | 1.4048 | 1.7127 | N/A | N/A | N/A | N/A | 21830.5771 | 27443.4182 | 1.2042 | 1.5139 | 14.2352 | N/A | 16.814 | 27639 | 1.5247 | 0.93118 | 45.05% | 7499.25 | 268.151 | 2975.5444 | 2.0671 | 80569.35 | 3466.07
HPSH_PV | HPSH + 3kW PV |  | HPSH + 3kW PV | SDGE | SDGE | CZ10 | 1978-1991 | CARE | Mixed-fuel | Mixed-fuel | 4420.24 | 65.787 | 10780.1756 | 13753.1352 | 2791.4148 | 810.615 | N/A | 672.1818 | 20440.0141 | 22960.9981 | 1.4862 | 1.6695 | N/A | N/A | N/A | N/A | 17089.3184 | 19638.913 | 1.2426 | 1.428 | 13.2988 | N/A | 16.0376 | 16544.55 | 1.203 | 0.39921 | 19.88% | 5844.64 | 268.697 | 2287.9761 | 2.0081 | 70357.35 | 1424.4
HPSH_RCV_300CFM | New HPSH |  | Heat Pump Space Heater | PGE | PGE | CZ11 | 1978-1991 | CARE | Mixed-fuel | Mixed-fuel | -2238.84 | 244.755 | 1247.8715 | 2494.1335 | 8417.1665 | 0.44447 | -70.0848 | N/A | 3322.0471 | 11469.6969 | 1.3319 | 4.5987 | 1714.0919 | 9777.1532 | 0.68725 | 3.9201 | N/A | N/A | N/A | N/A | 2807.5546 | -17.8052 | N/A | 10911.3 | 4.3748 | 1.0234 | 32.44% | 6818.73 | 451.452 | 2429.2549 | 3.155 | 99356.1 | 9057.57
DFHP_RCV_300CFM_35F | DFHP, Existing Furnace 35F |  | Dual Fuel Heat Pump (existing furnace) | PGE | PGE | CZ11 | 1978-1991 | CARE | Mixed-fuel | Mixed-fuel | -1640.67 | 204.166 | 1933.2565 | 1161.1526 | 8118.4474 | 81.7689 | -19.7667 | N/A | 4682.0308 | 11711.8022 | 4.0322 | 10.0864 | 2367.1821 | 9275.1778 | 2.0386 | 7.9879 | N/A | N/A | N/A | N/A | 23.6429 | -97.8036 | N/A | 9279.6 | 7.9917 | 0.91166 | 28.56% | 6818.73 | 457.727 | 2441.823 | 3.1917 | 97996.35 | 8459.4
RaisedFloorInsulation_R19 | Raised Floor Insulation: R-19 |  | Raised Floor Insulation: R-19 | PGE | PGE | CZ11 | 1978-1991 | CARE | Mixed-fuel | Mixed-fuel | -65.2 | 90.41 | 3632.776 | 3632.776 | 7839.074 | 163.9457 | N/A | N/A | 5060.6783 | 8511.7561 | 1.3931 | 2.343 | N/A | N/A | N/A | N/A | N/A | N/A | N/A | N/A | 22.1584 | N/A | N/A | 11471.85 | 3.1579 | 0.54147 | 13.73% | 9896.05 | 561.298 | 3613.6583 | 3.9447 | 134265.6 | 9961.25
RaisedFloorInsulation_R30 | Raised Floor Insulation: R-30vs0 |  | Raised Floor Insulation: R-30vsR0 | PGE | PGE | CZ11 | 1978-1991 | CARE | Mixed-fuel | Mixed-fuel | -86.19 | 103.12 | 4112.6252 | 4112.6252 | 8924.3248 | 183.4177 | N/A | N/A | 5690.7202 | 9622.9746 | 1.3837 | 2.3399 | N/A | N/A | N/A | N/A | N/A | N/A | N/A | N/A | 22.4222 | N/A | N/A | 13036.95 | 3.17 | 0.61724 | 15.65% | 9896.05 | 561.298 | 3613.6583 | 3.9447 | 134265.6 | 9982.24
AtticInsulation_R38 | Attic Insulation: R-38 |  | Attic Insulation: R-38 | PGE | PGE | CZ11 | 1978-1991 | CARE | Mixed-fuel | Mixed-fuel | 427.97 | 19.723 | 2555.3859 | 2555.3859 | 2456.2641 | 171.2781 | N/A | N/A | 4194.9636 | 5114.0082 | 1.6416 | 2.0013 | N/A | N/A | N/A | N/A | N/A | N/A | N/A | N/A | 14.9195 | N/A | N/A | 5011.65 | 1.9612 | 0.13274 | 3.863% | 9025.73 | 482.642 | 3190.7465 | 3.4361 | 118581.3 | 8597.76
AtticInsulation_R49 | Attic Insulation: R-49 |  | Attic Insulation: R-49 | PGE | PGE | CZ11 | 1978-1991 | CARE | Mixed-fuel | Mixed-fuel | 531.77 | 24.169 | 3611.6191 | 3611.6191 | 2565.5309 | 212.66 | N/A | N/A | 5203.7623 | 6333.2148 | 1.4408 | 1.7536 | N/A | N/A | N/A | N/A | N/A | N/A | N/A | N/A | 16.9831 | N/A | N/A | 6177.15 | 1.7104 | 0.16346 | 4.757% | 9025.73 | 482.642 | 3190.7465 | 3.4361 | 118581.3 | 8493.96
Windows_0.28UFactor0.23SHGC | New Windows: 0.28 U-factor, 0.23 SHGC |  | Window Upgrade: 0.28 vs 0.30 U-factor | PGE | PGE | CZ11 | 1978-1991 | CARE | Mixed-fuel | Mixed-fuel | 1492.52 | 30.571 | 11462.7824 | 11462.7824 | 475.2676 | 525.5857 | N/A | N/A | 12434.2479 | 14175.852 | 1.0847 | 1.2367 | N/A | N/A | N/A | N/A | N/A | N/A | N/A | N/A | 21.8095 | N/A | N/A | 11938.05 | 1.0415 | 0.23174 | 6.744% | 9025.73 | 482.642 | 3190.7465 | 3.4361 | 118581.3 | 7533.21
Roof_RB | Roofing: Radiant Barrier |  | Radiant Barrier (at roof replacement) | PGE | PGE | CZ11 | 1978-1991 | CARE | Mixed-fuel | Mixed-fuel | 412.08 | 10.462 | 892.9455 | 892.9455 | 2586.9045 | 148.1466 | N/A | N/A | 3531.1754 | 4086.8772 | 3.9545 | 4.5768 | N/A | N/A | N/A | N/A | N/A | N/A | N/A | N/A | 6.0274 | N/A | N/A | 3479.85 | 3.897 | 0.07431 | 2.163% | 9025.73 | 482.642 | 3190.7465 | 3.4361 | 118581.3 | 8613.65
Roof_0.20Ref | Roofing: Steep Sloped, 0.20 Ref. |  | 0.20 Solar Reflectance Cool Roof (at roof replacement) | PGE | PGE | CZ11 | 1978-1991 | CARE | Mixed-fuel | Mixed-fuel | 330.69 | -5.802 | 892.9455 | 1203.407 | -54.557 | 90.7898 | N/A | N/A | 1985.4111 | 1886.553 | 1.6498 | 1.5677 | N/A | N/A | N/A | N/A | N/A | N/A | N/A | N/A | 9.8353 | N/A | N/A | 1148.85 | 0.95466 | -0.02246 | -0.6536% | 9025.73 | 482.642 | 3190.7465 | 3.4361 | 118581.3 | 8695.04
Roof_0.25Ref | Roofing: Steep Sloped, 0.25 Ref. vs. 0.20 Ref |  | Roofing Upgrade: 0.25 vs. 0.20 Solar Reflectance (at roof replacement) | PGE | PGE | CZ11 | 1978-1991 | CARE | Mixed-fuel | Mixed-fuel | 484.69 | -8.779 | 1785.8911 | 2406.8139 | -758.4639 | 132.3968 | N/A | N/A | 2890.6524 | 2735.1026 | 1.201 | 1.1364 | N/A | N/A | N/A | N/A | N/A | N/A | N/A | N/A | 13.4889 | N/A | N/A | 1648.35 | 0.68487 | -0.0341 | -0.9924% | 9025.73 | 482.642 | 3190.7465 | 3.4361 | 118581.3 | 8541.04
Ducts_R6 | New Ducts: R-6 |  | New Ducts: R-6 | PGE | PGE | CZ11 | 1978-1991 | CARE | Mixed-fuel | Mixed-fuel | 1695.08 | 46.134 | 4808.3746 | 4808.3746 | 11342.1254 | 623.2914 | N/A | N/A | 14887.7912 | 17302.5472 | 3.0962 | 3.5984 | N/A | N/A | N/A | N/A | N/A | N/A | N/A | N/A | 7.7145 | N/A | N/A | 16150.5 | 3.3588 | 0.35327 | 10.28% | 9025.73 | 482.642 | 3190.7465 | 3.4361 | 118581.3 | 7330.65
Ducts_R8 | New Ducts: R-8 |  | New Ducts: R-8 | PGE | PGE | CZ11 | 1978-1991 | CARE | Mixed-fuel | Mixed-fuel | 1747.04 | 49.095 | 6311.1144 | 6311.1144 | 10522.0356 | 645.4632 | N/A | N/A | 15436.7749 | 17985.1387 | 2.446 | 2.8498 | N/A | N/A | N/A | N/A | N/A | N/A | N/A | N/A | 9.7777 | N/A | N/A | 16833.15 | 2.6672 | 0.37293 | 10.85% | 9025.73 | 482.642 | 3190.7465 | 3.4361 | 118581.3 | 7278.69
DuctSealing_10% | Duct Sealing: 10% |  | Duct Sealing: 10% | PGE | PGE | CZ11 | 1978-1991 | CARE | Mixed-fuel | Mixed-fuel | 1252.47 | 22.801 | 2589.5542 | 2589.5542 | 8099.7458 | 437.8464 | N/A | N/A | 10317.1636 | 11666.2941 | 3.9841 | 4.5051 | N/A | N/A | N/A | N/A | N/A | N/A | N/A | N/A | 5.9143 | N/A | N/A | 10689.3 | 4.1279 | 0.19837 | 5.773% | 9025.73 | 482.642 | 3190.7465 | 3.4361 | 118581.3 | 7773.26
HPWH | HPWH |  | 240V Fed. Min. HPWH | PGE | PGE | CZ11 | 1978-1991 | CARE | Mixed-fuel | Mixed-fuel | -1263.47 | 155.779 | 4332.0102 | 6553.7323 | 3486.2177 | -64.219 | -2.383 | N/A | 614.9615 | 5652.2859 | 0.093834 | 0.86245 | 2024.7232 | 7136.2099 | 0.30894 | 1.0889 | N/A | N/A | N/A | N/A | -67.4569 | -1817.9146 | N/A | 10039.95 | 1.5319 | 0.77639 | 22.94% | 9025.73 | 473.724 | 3173.574 | 3.384 | 117499.05 | 10289.2
HPWH_HighEfficiency | High Efficiency HPWH |  | 240V Market Std. NEEA HPWH | PGE | PGE | CZ11 | 1978-1991 | CARE | Mixed-fuel | Mixed-fuel | -987.27 | 155.966 | 5192.8306 | 7967.0806 | 4004.2694 | 12.5195 | 56.5991 | N/A | 2367.0694 | 7502.8121 | 0.29711 | 0.94173 | 3372.0152 | 8560.6243 | 0.42324 | 1.0745 | N/A | N/A | N/A | N/A | 414.7802 | 91.7475 | N/A | 11971.35 | 1.5026 | 0.80885 | 23.9% | 9025.73 | 473.724 | 3173.574 | 3.384 | 117499.05 | 10013
HPWH_HighEfficiency_DR | High Efficiency HPWH with Demand Response |  | 240V Market Std. NEEA HPWH + DR | PGE | PGE | CZ11 | 1978-1991 | CARE | Mixed-fuel | Mixed-fuel | -809.83 | 155.994 | 5192.8306 | 7967.0806 | 5419.5194 | 62.7642 | 96.4343 | N/A | 3512.9408 | 8709.8617 | 0.44093 | 1.0932 | 4280.5668 | 9517.8696 | 0.53728 | 1.1946 | N/A | N/A | N/A | N/A | 82.7356 | 53.8484 | N/A | 13386.6 | 1.6802 | 0.83784 | 24.76% | 9025.73 | 473.724 | 3173.574 | 3.384 | 117499.05 | 9835.56
HPWH_120V | 120V HPWH |  | 120V Market Std. NEEA HPWH | PGE | PGE | CZ11 | 1978-1991 | CARE | Mixed-fuel | Mixed-fuel | -820.98 | 156.391 | 2892.8863 | 4272.7328 | 9247.0672 | 59.2993 | 93.0617 | N/A | 3439.3922 | 8645.5501 | 0.80496 | 2.0234 | 4209.1203 | 9455.7708 | 0.98511 | 2.213 | N/A | N/A | N/A | N/A | 48.7845 | 31.0857 | N/A | 13519.8 | 3.1642 | 0.84603 | 25% | 9025.73 | 473.724 | 3173.574 | 3.384 | 117499.05 | 9846.71
HPWH_TankOutside | HPWH in Exterior Closet |  | 240V Fed. Min. HPWH, Exterior Closet | PGE | PGE | CZ11 | 1978-1991 | CARE | Mixed-fuel | Mixed-fuel | -1279.27 | 154.63 | 4751.0613 | 6972.7834 | 2750.8166 | -70.7531 | -8.0568 | N/A | 450.0927 | 5440.4672 | 0.06455 | 0.78024 | 1879.4682 | 6945.0369 | 0.26954 | 0.99602 | N/A | N/A | N/A | N/A | -67.1498 | -589.6945 | N/A | 9723.6 | 1.3945 | 0.7663 | 22.65% | 9025.73 | 473.724 | 3173.574 | 3.384 | 117499.05 | 10305
HPWH_TankInside_NotDucted | HPWH in interior closet, not ducted |  | 240V Fed. Min. HPWH, Interior Closet, Not Ducted | PGE | PGE | CZ11 | 1978-1991 | CARE | Mixed-fuel | Mixed-fuel | -682.58 | 124.439 | 4412.5691 | 6634.2911 | 3588.8089 | 40.9549 | 68.9931 | N/A | 2569.6662 | 6643.1498 | 0.38733 | 1.0013 | 3208.8912 | 7316.0021 | 0.48368 | 1.1028 | N/A | N/A | N/A | N/A | 107.742 | 63.9567 | N/A | 10223.1 | 1.5409 | 0.65415 | 19.33% | 9025.73 | 473.724 | 3173.574 | 3.384 | 117499.05 | 9708.31
HPWH_TankInside_Ducted | HPWH in interior closet, ducted outside |  | 240V Fed. Min. HPWH, Interior Closet, Ducted | PGE | PGE | CZ11 | 1978-1991 | CARE | Mixed-fuel | Mixed-fuel | -1312.77 | 164.175 | 5491.8272 | 7713.5493 | 3125.6007 | -65.1746 | -2.3634 | N/A | 708.4254 | 6028.1119 | 0.091842 | 0.7815 | 2140.4189 | 7535.4373 | 0.27749 | 0.97691 | N/A | N/A | N/A | N/A | -84.2634 | -2323.6959 | N/A | 10839.15 | 1.4052 | 0.82892 | 24.5% | 9025.73 | 473.724 | 3173.574 | 3.384 | 117499.05 | 10338.5
HPSH_9.5HSPF2_17SEER2 | New HPSH 9.5 HSPF2, 17 SEER2 |  | High Efficiency HPSH | PGE | PGE | CZ11 | 1978-1991 | CARE | Mixed-fuel | Mixed-fuel | -1589.23 | 244.755 | 4247.3528 | 7418.8676 | 8420.8324 | 176.6765 | 81.0036 | N/A | 7339.8547 | 15698.8665 | 0.98935 | 2.1161 | 5158.667 | 13402.9346 | 0.69534 | 1.8066 | N/A | N/A | N/A | N/A | 24.0403 | 52.4341 | N/A | 15839.7 | 2.1351 | 1.1075 | 35.1% | 6818.73 | 451.452 | 2429.2549 | 3.155 | 99356.1 | 8407.96
MSHP | Ducted MSHP 9.5 HSPF2, 16.5 SEER2 |  | High Eff MSHP | PGE | PGE | CZ11 | 1978-1991 | CARE | Mixed-fuel | Mixed-fuel | -1643.58 | 244.755 | 1411.0322 | 3403.8828 | 12119.4672 | 160.0625 | 66.0381 | N/A | 6961.082 | 15300.168 | 2.045 | 4.4949 | 4817.4775 | 13043.7963 | 1.4153 | 3.832 | N/A | N/A | N/A | N/A | 8.8155 | 21.3669 | N/A | 15523.35 | 4.5605 | 1.1048 | 35.02% | 6818.73 | 451.452 | 2429.2549 | 3.155 | 99356.1 | 8462.31
PV_3kW | 3kW PV |  | 3kW PV | PGE | PGE | CZ11 | 1978-1991 | CARE | Mixed-fuel | Mixed-fuel | 4582.46 | 0 | 9608.1502 | 11574.2633 | 2195.2867 | 822.0848 | N/A | 675.3695 | 18742.2129 | 19728.1713 | 1.6193 | 1.7045 | N/A | N/A | N/A | N/A | 15397.3395 | 16207.3365 | 1.3303 | 1.4003 | 11.6875 | N/A | 14.2265 | 13769.55 | 1.1897 | 0.10753 | 3.129% | 9025.73 | 482.642 | 3190.7465 | 3.4361 | 118581.3 | 4443.27
AE | All Electric |  | All Electric | PGE | PGE | CZ11 | 1978-1991 | CARE | All Electric | Mixed-fuel | -2337.07 | 482.642 | 6529.8817 | 9997.8658 | 29612.4842 | 461.1603 | 478.9707 | N/A | 16408.8817 | 31463.7409 | 1.6412 | 3.147 | 16814.9299 | 31891.1498 | 1.6819 | 3.1898 | N/A | N/A | N/A | N/A | 14.1597 | 13.6332 | N/A | 39610.35 | 3.9619 | 2.2992 | 66.91% | 9025.73 | 482.642 | 3190.7465 | 3.4361 | 118581.3 | 11362.8
VCHP_base | Base VCHP |  | Base VCHP | PGE | PGE | CZ11 | 1978-1991 | CARE | Mixed-fuel | Mixed-fuel | -1224.96 | 209.671 | 15591.6635 | 25382.2501 | -9931.0501 | 198.1662 | 73.9102 | N/A | 7314.3378 | 14431.1512 | 0.28817 | 0.56855 | 4481.5008 | 11449.289 | 0.17656 | 0.45107 | N/A | N/A | N/A | N/A | 78.6797 | 210.9541 | N/A | 15451.2 | 0.60874 | 0.93965 | 32.54% | 5985.35 | 416.368 | 2107.7941 | 2.8878 | 91192.05 | 7210.31
VCHP_Fujitsu48 | Fujitsu 48 VCHP |  | Fujitsu 48 VCHP | PGE | PGE | CZ11 | 1978-1991 | CARE | Mixed-fuel | Mixed-fuel | 344.92 | 209.671 | 19694.4848 | 32118.5162 | -4279.7162 | 559.7739 | 413.1808 | N/A | 15558.4131 | 23108.9167 | 0.48441 | 0.71949 | 12216.3242 | 19591.0129 | 0.38035 | 0.60996 | N/A | N/A | N/A | N/A | 35.1829 | 47.6655 | N/A | 27838.8 | 0.86675 | 1.1677 | 40.44% | 5985.35 | 416.368 | 2107.7941 | 2.8878 | 91192.05 | 5640.43
HPWH_PV | HPWH + 3kW PV |  | 240V Fed. Min. HPWH + 3kW PV | PGE | PGE | CZ11 | 1978-1991 | CARE | Mixed-fuel | Mixed-fuel | 3319 | 155.779 | 13940.1604 | 18127.9956 | 7146.7044 | 838.2116 | N/A | 738.2507 | 21188.9296 | 27308.5742 | 1.1689 | 1.5064 | N/A | N/A | N/A | N/A | 18909.9805 | 24909.7381 | 1.0431 | 1.3741 | 16.6308 | N/A | 18.8827 | 25274.7 | 1.3942 | 0.88392 | 26.12% | 9025.73 | 473.724 | 3173.574 | 3.384 | 117499.05 | 5706.73
HPSH_PV | HPSH + 3kW PV |  | HPSH + 3kW PV | PGE | PGE | CZ11 | 1978-1991 | CARE | Mixed-fuel | Mixed-fuel | 2343.61 | 244.755 | 10856.0217 | 14068.3968 | 10146.2532 | 761.9128 | N/A | 606.9926 | 20682.3016 | 29743.2101 | 1.4701 | 2.1142 | N/A | N/A | N/A | N/A | 17150.3714 | 26025.4781 | 1.2191 | 1.8499 | 14.2484 | N/A | 17.8849 | 24214.65 | 1.7212 | 1.131 | 35.85% | 6818.73 | 451.452 | 2429.2549 | 3.155 | 99356.1 | 4475.12
HPSH_RCV_300CFM | New HPSH |  | Heat Pump Space Heater | PGE | PGE | CZ12 | 1978-1991 | CARE | Mixed-fuel | Mixed-fuel | -2254.34 | 243.592 | 1172.0255 | 2178.8719 | 8538.1781 | -36.6556 | -118.6518 | N/A | 2415.6875 | 10369.9247 | 1.1087 | 4.7593 | 546.307 | 8402.203 | 0.25073 | 3.8562 | N/A | N/A | N/A | N/A | -31.974 | -9.8779 | N/A | 10717.05 | 4.9186 | 1.0268 | 32.85% | 5265.14 | 457.229 | 1971.1998 | 3.1262 | 90703.65 | 7519.48
DFHP_RCV_300CFM_35F | DFHP, Existing Furnace 35F |  | Dual Fuel Heat Pump (existing furnace) | PGE | PGE | CZ12 | 1978-1991 | CARE | Mixed-fuel | Mixed-fuel | -1689.18 | 212.314 | 1960.2499 | 948.7304 | 8380.8196 | 57.5633 | -59.4508 | N/A | 4184.0983 | 11317.4692 | 4.4102 | 11.9291 | 1516.3639 | 8509.3951 | 1.5983 | 8.9692 | N/A | N/A | N/A | N/A | 34.0538 | -32.9726 | N/A | 9329.55 | 9.8337 | 0.95022 | 30.04% | 5265.14 | 463.475 | 1983.5245 | 3.1627 | 89343.9 | 6954.32
RaisedFloorInsulation_R19 | Raised Floor Insulation: R-19 |  | Raised Floor Insulation: R-19 | PGE | PGE | CZ12 | 1978-1991 | CARE | Mixed-fuel | Mixed-fuel | -391.56 | 78.429 | 3632.776 | 3632.776 | 4126.124 | 34.5636 | N/A | N/A | 1930.9237 | 4783.915 | 0.53153 | 1.3169 | N/A | N/A | N/A | N/A | N/A | N/A | N/A | N/A | 105.104 | N/A | N/A | 7758.9 | 2.1358 | 0.45447 | 12.4% | 6895.6 | 534.625 | 2645.8192 | 3.6644 | 112837.05 | 7287.16
RaisedFloorInsulation_R30 | Raised Floor Insulation: R-30vs0 |  | Raised Floor Insulation: R-30vsR0 | PGE | PGE | CZ12 | 1978-1991 | CARE | Mixed-fuel | Mixed-fuel | -460.04 | 90.173 | 4112.6252 | 4112.6252 | 4745.1748 | 36.0386 | N/A | N/A | 2129.4267 | 5389.774 | 0.51778 | 1.3105 | N/A | N/A | N/A | N/A | N/A | N/A | N/A | N/A | 114.1173 | N/A | N/A | 8857.8 | 2.1538 | 0.52225 | 14.25% | 6895.6 | 534.625 | 2645.8192 | 3.6644 | 112837.05 | 7355.64
AtticInsulation_R38 | Attic Insulation: R-38 |  | Attic Insulation: R-38 | PGE | PGE | CZ12 | 1978-1991 | CARE | Mixed-fuel | Mixed-fuel | 364.75 | 17.375 | 2555.3859 | 2555.3859 | 1806.9141 | 149.4802 | N/A | N/A | 3660.2867 | 4460.4015 | 1.4324 | 1.7455 | N/A | N/A | N/A | N/A | N/A | N/A | N/A | N/A | 17.0952 | N/A | N/A | 4362.3 | 1.7071 | 0.11657 | 3.464% | 6391.67 | 488.174 | 2398.0581 | 3.3648 | 103546.35 | 6026.92
AtticInsulation_R49 | Attic Insulation: R-49 |  | Attic Insulation: R-49 | PGE | PGE | CZ12 | 1978-1991 | CARE | Mixed-fuel | Mixed-fuel | 448.24 | 21.288 | 3611.6191 | 3611.6191 | 1766.3309 | 183.7161 | N/A | N/A | 4496.8165 | 5475.7624 | 1.2451 | 1.5162 | N/A | N/A | N/A | N/A | N/A | N/A | N/A | N/A | 19.6587 | N/A | N/A | 5377.95 | 1.4891 | 0.14371 | 4.271% | 6391.67 | 488.174 | 2398.0581 | 3.3648 | 103546.35 | 5943.43
Windows_0.28UFactor0.23SHGC | New Windows: 0.28 U-factor, 0.23 SHGC |  | Window Upgrade: 0.28 vs 0.30 U-factor | PGE | PGE | CZ12 | 1978-1991 | CARE | Mixed-fuel | Mixed-fuel | 1049.84 | 25.739 | 11462.7824 | 11462.7824 | -2438.4824 | 385.8868 | N/A | N/A | 9178.3491 | 10577.7776 | 0.80071 | 0.92279 | N/A | N/A | N/A | N/A | N/A | N/A | N/A | N/A | 29.705 | N/A | N/A | 9024.3 | 0.78727 | 0.19344 | 5.749% | 6391.67 | 488.174 | 2398.0581 | 3.3648 | 103546.35 | 5341.83
Roof_RB | Roofing: Radiant Barrier |  | Radiant Barrier (at roof replacement) | PGE | PGE | CZ12 | 1978-1991 | CARE | Mixed-fuel | Mixed-fuel | 331.53 | 10.291 | 892.9455 | 892.9455 | 2203.9545 | 125.0015 | N/A | N/A | 3000.9242 | 3522.5188 | 3.3607 | 3.9448 | N/A | N/A | N/A | N/A | N/A | N/A | N/A | N/A | 7.1435 | N/A | N/A | 3096.9 | 3.4682 | 0.07264 | 2.159% | 6391.67 | 488.174 | 2398.0581 | 3.3648 | 103546.35 | 6060.14
Roof_0.20Ref | Roofing: Steep Sloped, 0.20 Ref. |  | 0.20 Solar Reflectance Cool Roof (at roof replacement) | PGE | PGE | CZ12 | 1978-1991 | CARE | Mixed-fuel | Mixed-fuel | 272.87 | -7.34 | 892.9455 | 1203.407 | -554.057 | 72.232 | N/A | N/A | 1540.1806 | 1364.5994 | 1.2799 | 1.1339 | N/A | N/A | N/A | N/A | N/A | N/A | N/A | N/A | 12.3622 | N/A | N/A | 649.35 | 0.53959 | -0.0335 | -0.9956% | 6391.67 | 488.174 | 2398.0581 | 3.3648 | 103546.35 | 6118.8
Roof_0.25Ref | Roofing: Steep Sloped, 0.25 Ref. vs. 0.20 Ref |  | Roofing Upgrade: 0.25 vs. 0.20 Solar Reflectance (at roof replacement) | PGE | PGE | CZ12 | 1978-1991 | CARE | Mixed-fuel | Mixed-fuel | 399.62 | -11.14 | 1785.8911 | 2406.8139 | -1507.7139 | 104.9558 | N/A | N/A | 2231.0528 | 1958.9838 | 0.92697 | 0.81393 | N/A | N/A | N/A | N/A | N/A | N/A | N/A | N/A | 17.0157 | N/A | N/A | 899.1 | 0.37356 | -0.05092 | -1.513% | 6391.67 | 488.174 | 2398.0581 | 3.3648 | 103546.35 | 5992.05
Ducts_R6 | New Ducts: R-6 |  | New Ducts: R-6 | PGE | PGE | CZ12 | 1978-1991 | CARE | Mixed-fuel | Mixed-fuel | 948.13 | 45.517 | 4808.3746 | 4808.3746 | 6946.5254 | 391.0357 | N/A | N/A | 9576.8336 | 11673.9236 | 1.9917 | 2.4278 | N/A | N/A | N/A | N/A | N/A | N/A | N/A | N/A | 12.2965 | N/A | N/A | 11754.9 | 2.4447 | 0.32208 | 9.572% | 6391.67 | 488.174 | 2398.0581 | 3.3648 | 103546.35 | 5443.54
Ducts_R8 | New Ducts: R-8 |  | New Ducts: R-8 | PGE | PGE | CZ12 | 1978-1991 | CARE | Mixed-fuel | Mixed-fuel | 983.16 | 48.68 | 6311.1144 | 6311.1144 | 6026.5356 | 408.4852 | N/A | N/A | 10020.4109 | 12250.9896 | 1.5877 | 1.9412 | N/A | N/A | N/A | N/A | N/A | N/A | N/A | N/A | 15.45 | N/A | N/A | 12337.65 | 1.9549 | 0.3422 | 10.17% | 6391.67 | 488.174 | 2398.0581 | 3.3648 | 103546.35 | 5408.51
DuctSealing_10% | Duct Sealing: 10% |  | Duct Sealing: 10% | PGE | PGE | CZ12 | 1978-1991 | CARE | Mixed-fuel | Mixed-fuel | 689.88 | 22.596 | 2589.5542 | 2589.5542 | 4769.7458 | 264.0235 | N/A | N/A | 6349.6681 | 7478.9795 | 2.452 | 2.8881 | N/A | N/A | N/A | N/A | N/A | N/A | N/A | N/A | 9.808 | N/A | N/A | 7359.3 | 2.8419 | 0.17452 | 5.187% | 6391.67 | 488.174 | 2398.0581 | 3.3648 | 103546.35 | 5701.79
HPWH | HPWH |  | 240V Fed. Min. HPWH | PGE | PGE | CZ12 | 1978-1991 | CARE | Mixed-fuel | Mixed-fuel | -1369.2 | 162.711 | 4332.0102 | 6553.7323 | 3602.7677 | -88.8126 | -101.9439 | N/A | 96.1987 | 5207.1815 | 0.014678 | 0.79454 | -203.1726 | 4892.0615 | 0 | 0.74645 | N/A | N/A | N/A | N/A | -48.777 | -42.4941 | N/A | 10156.5 | 1.5497 | 0.81203 | 24.52% | 6391.67 | 479.162 | 2380.72 | 3.3121 | 102464.1 | 7760.87
HPWH_HighEfficiency | High Efficiency HPWH |  | 240V Market Std. NEEA HPWH | PGE | PGE | CZ12 | 1978-1991 | CARE | Mixed-fuel | Mixed-fuel | -1062.18 | 162.887 | 5192.8306 | 7967.0806 | 4337.2694 | -3.7753 | -36.6648 | N/A | 2037.3729 | 7256.395 | 0.25572 | 0.9108 | 1287.5464 | 6467.123 | 0.16161 | 0.81173 | N/A | N/A | N/A | N/A | -1375.4657 | -141.63 | N/A | 12304.35 | 1.5444 | 0.84713 | 25.58% | 6391.67 | 479.162 | 2380.72 | 3.3121 | 102464.1 | 7453.85
HPWH_HighEfficiency_DR | High Efficiency HPWH with Demand Response |  | 240V Market Std. NEEA HPWH + DR | PGE | PGE | CZ12 | 1978-1991 | CARE | Mixed-fuel | Mixed-fuel | -922.06 | 162.915 | 5192.8306 | 7967.0806 | 5569.3694 | 35.8309 | -3.5625 | N/A | 2940.7222 | 8208.2091 | 0.36911 | 1.0303 | 2042.6173 | 7262.8582 | 0.25638 | 0.91161 | N/A | N/A | N/A | N/A | 144.9262 | -1457.6496 | N/A | 13536.45 | 1.699 | 0.87129 | 26.31% | 6391.67 | 479.162 | 2380.72 | 3.3121 | 102464.1 | 7313.73
HPWH_120V | 120V HPWH |  | 120V Market Std. NEEA HPWH | PGE | PGE | CZ12 | 1978-1991 | CARE | Mixed-fuel | Mixed-fuel | -878.45 | 163.351 | 2892.8863 | 4272.7328 | 9746.5672 | 47.8745 | 4.8282 | N/A | 3221.339 | 8518.1343 | 0.75393 | 1.9936 | 2239.9543 | 7485.1225 | 0.52424 | 1.7518 | N/A | N/A | N/A | N/A | 60.4265 | 599.1603 | N/A | 14019.3 | 3.2811 | 0.8822 | 26.64% | 6391.67 | 479.162 | 2380.72 | 3.3121 | 102464.1 | 7270.12
HPWH_TankOutside | HPWH in Exterior Closet |  | 240V Fed. Min. HPWH, Exterior Closet | PGE | PGE | CZ12 | 1978-1991 | CARE | Mixed-fuel | Mixed-fuel | -1387.37 | 161.476 | 4751.0613 | 6972.7834 | 2834.0666 | -96.1554 | -108.2091 | N/A | -88.3948 | 4971.4954 | 0 | 0.71299 | -363.1998 | 4682.2339 | 0 | 0.6715 | N/A | N/A | N/A | N/A | -49.4102 | -43.9063 | N/A | 9806.85 | 1.4064 | 0.80124 | 24.19% | 6391.67 | 479.162 | 2380.72 | 3.3121 | 102464.1 | 7779.04
HPWH_TankInside_NotDucted | HPWH in interior closet, not ducted |  | 240V Fed. Min. HPWH, Interior Closet, Not Ducted | PGE | PGE | CZ12 | 1978-1991 | CARE | Mixed-fuel | Mixed-fuel | -776.11 | 129.583 | 4412.5691 | 6634.2911 | 3522.2089 | 21.556 | -21.6621 | N/A | 2158.0512 | 6283.6664 | 0.32529 | 0.94715 | 1172.7488 | 5246.5309 | 0.17677 | 0.79082 | N/A | N/A | N/A | N/A | 204.7027 | -203.7003 | N/A | 10156.5 | 1.5309 | 0.67676 | 20.43% | 6391.67 | 479.162 | 2380.72 | 3.3121 | 102464.1 | 7167.78
HPWH_TankInside_Ducted | HPWH in interior closet, ducted outside |  | 240V Fed. Min. HPWH, Interior Closet, Ducted | PGE | PGE | CZ12 | 1978-1991 | CARE | Mixed-fuel | Mixed-fuel | -1402.27 | 171.322 | 5491.8272 | 7713.5493 | 3308.7507 | -85.294 | -99.449 | N/A | 294.3859 | 5699.7846 | 0.038165 | 0.73893 | -28.3242 | 5360.0979 | 0 | 0.69489 | N/A | N/A | N/A | N/A | -64.387 | -55.2226 | N/A | 11022.3 | 1.429 | 0.86587 | 26.14% | 6391.67 | 479.162 | 2380.72 | 3.3121 | 102464.1 | 7793.94
HPSH_9.5HSPF2_17SEER2 | New HPSH 9.5 HSPF2, 17 SEER2 |  | High Efficiency HPSH | PGE | PGE | CZ12 | 1978-1991 | CARE | Mixed-fuel | Mixed-fuel | -1722.63 | 243.592 | 4148.5785 | 7065.961 | 7813.589 | 106.4255 | 2.144 | N/A | 5677.7075 | 13803.5474 | 0.80353 | 1.9535 | 3300.2577 | 11301.0288 | 0.46706 | 1.5994 | N/A | N/A | N/A | N/A | 38.9811 | 1934.9367 | N/A | 14879.55 | 2.1058 | 1.1033 | 35.29% | 5265.14 | 457.229 | 1971.1998 | 3.1262 | 90703.65 | 6987.77
MSHP | Ducted MSHP 9.5 HSPF2, 16.5 SEER2 |  | High Eff MSHP | PGE | PGE | CZ12 | 1978-1991 | CARE | Mixed-fuel | Mixed-fuel | -1747.64 | 243.592 | 1421.1983 | 3229.8412 | 11499.8588 | 98.5976 | -5.5374 | N/A | 5499.2442 | 13615.6959 | 1.7026 | 4.2156 | 3125.134 | 11116.6925 | 0.96758 | 3.4419 | N/A | N/A | N/A | N/A | 14.4141 | -256.656 | N/A | 14729.7 | 4.5605 | 1.1019 | 35.25% | 5265.14 | 457.229 | 1971.1998 | 3.1262 | 90703.65 | 7012.78
PV_3kW | 3kW PV |  | 3kW PV | PGE | PGE | CZ12 | 1978-1991 | CARE | Mixed-fuel | Mixed-fuel | 4713.44 | 0 | 9608.1502 | 11574.2633 | -801.7133 | 674.8269 | N/A | 498.7942 | 15384.97 | 16194.3163 | 1.3292 | 1.3992 | N/A | N/A | N/A | N/A | 11371.707 | 11969.9303 | 0.9825 | 1.0342 | 14.2379 | N/A | 19.2628 | 10772.55 | 0.93073 | 0.10738 | 3.191% | 6391.67 | 488.174 | 2398.0581 | 3.3648 | 103546.35 | 1678.23
AE | All Electric |  | All Electric | PGE | PGE | CZ12 | 1978-1991 | CARE | All Electric | Mixed-fuel | -3543.07 | 488.174 | 6454.0357 | 9682.6042 | 23400.9458 | 69.2457 | 81.8743 | N/A | 7486.4034 | 22102.0835 | 0.77318 | 2.2827 | 7774.3158 | 22405.1419 | 0.80292 | 2.314 | N/A | N/A | N/A | N/A | 93.2048 | 78.8286 | N/A | 33083.55 | 3.4168 | 2.2957 | 68.23% | 6391.67 | 488.174 | 2398.0581 | 3.3648 | 103546.35 | 9934.74
VCHP_base | Base VCHP |  | Base VCHP | PGE | PGE | CZ12 | 1978-1991 | CARE | Mixed-fuel | Mixed-fuel | -1439.03 | 209.353 | 13336.3685 | 21679.367 | -7410.317 | 103.6468 | -16.4767 | N/A | 5119.3005 | 12023.9931 | 0.23614 | 0.55463 | 2380.6765 | 9141.3002 | 0.10981 | 0.42166 | N/A | N/A | N/A | N/A | 128.6712 | -809.4078 | N/A | 14269.05 | 0.65819 | 0.94147 | 32.75% | 4708.57 | 422.99 | 1738.1943 | 2.8746 | 84249 | 6147.6
VCHP_Fujitsu48 | Fujitsu 48 VCHP |  | Fujitsu 48 VCHP | PGE | PGE | CZ12 | 1978-1991 | CARE | Mixed-fuel | Mixed-fuel | -48.48 | 209.353 | 17266.2712 | 28131.7248 | -2790.4248 | 419.4946 | 284.0456 | N/A | 12320.1214 | 19603.6225 | 0.43794 | 0.69685 | 9232.1033 | 16353.1551 | 0.32817 | 0.58131 | N/A | N/A | N/A | N/A | 41.1597 | 60.787 | N/A | 25341.3 | 0.90081 | 1.1546 | 40.17% | 4708.57 | 422.99 | 1738.1943 | 2.8746 | 84249 | 4757.05
HPWH_PV | HPWH + 3kW PV |  | 240V Fed. Min. HPWH + 3kW PV | PGE | PGE | CZ12 | 1978-1991 | CARE | Mixed-fuel | Mixed-fuel | 3344.25 | 162.711 | 13940.1604 | 18127.9956 | 4699.1544 | 692.211 | N/A | 557.2787 | 17902.2832 | 23949.9781 | 0.98755 | 1.3212 | N/A | N/A | N/A | N/A | 14826.0441 | 20711.9095 | 0.81785 | 1.1425 | 20.1386 | N/A | 25.0147 | 22827.15 | 1.2592 | 0.91942 | 27.76% | 6391.67 | 479.162 | 2380.72 | 3.3121 | 102464.1 | 3047.42
HPSH_PV | HPSH + 3kW PV |  | HPSH + 3kW PV | PGE | PGE | CZ12 | 1978-1991 | CARE | Mixed-fuel | Mixed-fuel | 2459.1 | 243.592 | 10780.1756 | 13753.1352 | 7636.5648 | 588.9716 | N/A | 475.4928 | 16678.9848 | 25383.5612 | 1.2127 | 1.8457 | N/A | N/A | N/A | N/A | 14091.849 | 22660.3257 | 1.0246 | 1.6476 | 18.3034 | N/A | 22.6716 | 21389.7 | 1.5553 | 1.1342 | 36.28% | 5265.14 | 457.229 | 1971.1998 | 3.1262 | 90703.65 | 2806.04
HPSH_RCV_300CFM | New HPSH |  | Heat Pump Space Heater | PGE | SMUD | CZ12 | 1978-1991 | CARE | Mixed-fuel | Mixed-fuel | -2254.34 | 243.592 | 1172.0255 | 2178.8719 | 8538.1781 | 443.2734 | 443.2734 | N/A | 13357.2993 | 21887.1341 | 6.1304 | 10.0452 | 13357.2993 | 21887.1341 | 6.1304 | 10.0452 | N/A | N/A | N/A | N/A | 2.644 | 2.644 | N/A | 10717.05 | 4.9186 | 1.0268 | 32.85% | 5265.14 | 457.229 | 743.9085 | 3.1262 | 90703.65 | 7519.48
DFHP_RCV_300CFM_35F | DFHP, Existing Furnace 35F |  | Dual Fuel Heat Pump (existing furnace) | PGE | SMUD | CZ12 | 1978-1991 | CARE | Mixed-fuel | Mixed-fuel | -1689.18 | 212.314 | 1960.2499 | 948.7304 | 8380.8196 | 391.517 | 391.517 | N/A | 11797.7061 | 19331.6007 | 12.4353 | 20.3763 | 11797.7061 | 19331.6007 | 12.4353 | 20.3763 | N/A | N/A | N/A | N/A | 5.0068 | 5.0068 | N/A | 9329.55 | 9.8337 | 0.95022 | 30.04% | 5265.14 | 463.475 | 756.2332 | 3.1627 | 89343.9 | 6954.32
RaisedFloorInsulation_R19 | Raised Floor Insulation: R-19 |  | Raised Floor Insulation: R-19 | PGE | SMUD | CZ12 | 1978-1991 | CARE | Mixed-fuel | Mixed-fuel | -391.56 | 78.429 | 3632.776 | 3632.776 | 4126.124 | 155.8201 | N/A | N/A | 4695.3756 | 7693.7945 | 1.2925 | 2.1179 | N/A | N/A | N/A | N/A | N/A | N/A | N/A | N/A | 23.3139 | N/A | N/A | 7758.9 | 2.1358 | 0.45447 | 12.4% | 6895.6 | 534.625 | 898.2618 | 3.6644 | 112837.05 | 7287.16
RaisedFloorInsulation_R30 | Raised Floor Insulation: R-30vs0 |  | Raised Floor Insulation: R-30vsR0 | PGE | SMUD | CZ12 | 1978-1991 | CARE | Mixed-fuel | Mixed-fuel | -460.04 | 90.173 | 4112.6252 | 4112.6252 | 4745.1748 | 178.2984 | N/A | N/A | 5372.7214 | 8803.6864 | 1.3064 | 2.1406 | N/A | N/A | N/A | N/A | N/A | N/A | N/A | N/A | 23.066 | N/A | N/A | 8857.8 | 2.1538 | 0.52225 | 14.25% | 6895.6 | 534.625 | 898.2618 | 3.6644 | 112837.05 | 7355.64
AtticInsulation_R38 | Attic Insulation: R-38 |  | Attic Insulation: R-38 | PGE | SMUD | CZ12 | 1978-1991 | CARE | Mixed-fuel | Mixed-fuel | 364.75 | 17.375 | 2555.3859 | 2555.3859 | 1806.9141 | 34.4078 | N/A | N/A | 1036.8223 | 1698.9264 | 0.40574 | 0.66484 | N/A | N/A | N/A | N/A | N/A | N/A | N/A | N/A | 74.2676 | N/A | N/A | 4362.3 | 1.7071 | 0.11657 | 3.464% | 6391.67 | 488.174 | 805.4224 | 3.3648 | 103546.35 | 6026.92
AtticInsulation_R49 | Attic Insulation: R-49 |  | Attic Insulation: R-49 | PGE | SMUD | CZ12 | 1978-1991 | CARE | Mixed-fuel | Mixed-fuel | 448.24 | 21.288 | 3611.6191 | 3611.6191 | 1766.3309 | 42.0433 | N/A | N/A | 1266.9045 | 2075.9367 | 0.35079 | 0.57479 | N/A | N/A | N/A | N/A | N/A | N/A | N/A | N/A | 85.9023 | N/A | N/A | 5377.95 | 1.4891 | 0.14371 | 4.271% | 6391.67 | 488.174 | 805.4224 | 3.3648 | 103546.35 | 5943.43
Windows_0.28UFactor0.23SHGC | New Windows: 0.28 U-factor, 0.23 SHGC |  | Window Upgrade: 0.28 vs 0.30 U-factor | PGE | SMUD | CZ12 | 1978-1991 | CARE | Mixed-fuel | Mixed-fuel | 1049.84 | 25.739 | 11462.7824 | 11462.7824 | -2438.4824 | 51.909 | N/A | N/A | 1564.1901 | 2563.0659 | 0.13646 | 0.2236 | N/A | N/A | N/A | N/A | N/A | N/A | N/A | N/A | 220.8246 | N/A | N/A | 9024.3 | 0.78727 | 0.19344 | 5.749% | 6391.67 | 488.174 | 805.4224 | 3.3648 | 103546.35 | 5341.83
Roof_RB | Roofing: Radiant Barrier |  | Radiant Barrier (at roof replacement) | PGE | SMUD | CZ12 | 1978-1991 | CARE | Mixed-fuel | Mixed-fuel | 331.53 | 10.291 | 892.9455 | 892.9455 | 2203.9545 | 20.5989 | N/A | N/A | 620.7122 | 1017.0926 | 0.69513 | 1.139 | N/A | N/A | N/A | N/A | N/A | N/A | N/A | N/A | 43.3493 | N/A | N/A | 3096.9 | 3.4682 | 0.07264 | 2.159% | 6391.67 | 488.174 | 805.4224 | 3.3648 | 103546.35 | 6060.14
Roof_0.20Ref | Roofing: Steep Sloped, 0.20 Ref. |  | 0.20 Solar Reflectance Cool Roof (at roof replacement) | PGE | SMUD | CZ12 | 1978-1991 | CARE | Mixed-fuel | Mixed-fuel | 272.87 | -7.34 | 892.9455 | 1203.407 | -554.057 | -14.5322 | N/A | N/A | -437.9037 | -717.5446 | 0 | 0 | N/A | N/A | N/A | N/A | N/A | N/A | N/A | N/A | -61.446 | N/A | N/A | 649.35 | 0.53959 | -0.0335 | -0.9956% | 6391.67 | 488.174 | 805.4224 | 3.3648 | 103546.35 | 6118.8
Roof_0.25Ref | Roofing: Steep Sloped, 0.25 Ref. vs. 0.20 Ref |  | Roofing Upgrade: 0.25 vs. 0.20 Solar Reflectance (at roof replacement) | PGE | SMUD | CZ12 | 1978-1991 | CARE | Mixed-fuel | Mixed-fuel | 399.62 | -11.14 | 1785.8911 | 2406.8139 | -1507.7139 | -22.0549 | N/A | N/A | -664.586 | -1088.9839 | 0 | 0 | N/A | N/A | N/A | N/A | N/A | N/A | N/A | N/A | -80.975 | N/A | N/A | 899.1 | 0.37356 | -0.05092 | -1.513% | 6391.67 | 488.174 | 805.4224 | 3.3648 | 103546.35 | 5992.05
Ducts_R6 | New Ducts: R-6 |  | New Ducts: R-6 | PGE | SMUD | CZ12 | 1978-1991 | CARE | Mixed-fuel | Mixed-fuel | 948.13 | 45.517 | 4808.3746 | 4808.3746 | 6946.5254 | 90.2323 | N/A | N/A | 2718.9986 | 4455.3233 | 0.56547 | 0.92658 | N/A | N/A | N/A | N/A | N/A | N/A | N/A | N/A | 53.2888 | N/A | N/A | 11754.9 | 2.4447 | 0.32208 | 9.572% | 6391.67 | 488.174 | 805.4224 | 3.3648 | 103546.35 | 5443.54
Ducts_R8 | New Ducts: R-8 |  | New Ducts: R-8 | PGE | SMUD | CZ12 | 1978-1991 | CARE | Mixed-fuel | Mixed-fuel | 983.16 | 48.68 | 6311.1144 | 6311.1144 | 6026.5356 | 96.4706 | N/A | N/A | 2906.9795 | 4763.347 | 0.46061 | 0.75476 | N/A | N/A | N/A | N/A | N/A | N/A | N/A | N/A | 65.4201 | N/A | N/A | 12337.65 | 1.9549 | 0.3422 | 10.17% | 6391.67 | 488.174 | 805.4224 | 3.3648 | 103546.35 | 5408.51
DuctSealing_10% | Duct Sealing: 10% |  | Duct Sealing: 10% | PGE | SMUD | CZ12 | 1978-1991 | CARE | Mixed-fuel | Mixed-fuel | 689.88 | 22.596 | 2589.5542 | 2589.5542 | 4769.7458 | 45.0388 | N/A | N/A | 1357.1696 | 2223.8442 | 0.52409 | 0.85877 | N/A | N/A | N/A | N/A | N/A | N/A | N/A | N/A | 57.496 | N/A | N/A | 7359.3 | 2.8419 | 0.17452 | 5.187% | 6391.67 | 488.174 | 805.4224 | 3.3648 | 103546.35 | 5701.79
HPWH | HPWH |  | 240V Fed. Min. HPWH | PGE | SMUD | CZ12 | 1978-1991 | CARE | Mixed-fuel | Mixed-fuel | -1369.2 | 162.711 | 4332.0102 | 6553.7323 | 3602.7677 | 289.1624 | 289.1624 | N/A | 8713.4234 | 14277.7265 | 1.3295 | 2.1786 | 8713.4234 | 14277.7265 | 1.3295 | 2.1786 | N/A | N/A | N/A | N/A | 14.9812 | 14.9812 | N/A | 10156.5 | 1.5497 | 0.81203 | 24.52% | 6391.67 | 479.162 | 788.0842 | 3.3121 | 102464.1 | 7760.87
HPWH_HighEfficiency | High Efficiency HPWH |  | 240V Market Std. NEEA HPWH | PGE | SMUD | CZ12 | 1978-1991 | CARE | Mixed-fuel | Mixed-fuel | -1062.18 | 162.887 | 5192.8306 | 7967.0806 | 4337.2694 | 289.4978 | 289.4978 | N/A | 8723.5283 | 14294.2844 | 1.0949 | 1.7942 | 8723.5283 | 14294.2844 | 1.0949 | 1.7942 | N/A | N/A | N/A | N/A | 17.9374 | 17.9374 | N/A | 12304.35 | 1.5444 | 0.84713 | 25.58% | 6391.67 | 479.162 | 788.0842 | 3.3121 | 102464.1 | 7453.85
HPWH_HighEfficiency_DR | High Efficiency HPWH with Demand Response |  | 240V Market Std. NEEA HPWH + DR | PGE | SMUD | CZ12 | 1978-1991 | CARE | Mixed-fuel | Mixed-fuel | -922.06 | 162.915 | 5192.8306 | 7967.0806 | 5569.3694 | 289.5512 | 289.5512 | N/A | 8725.1373 | 14296.9208 | 1.0951 | 1.7945 | 8725.1373 | 14296.9208 | 1.0951 | 1.7945 | N/A | N/A | N/A | N/A | 17.9341 | 17.9341 | N/A | 13536.45 | 1.699 | 0.87129 | 26.31% | 6391.67 | 479.162 | 788.0842 | 3.3121 | 102464.1 | 7313.73
HPWH_120V | 120V HPWH |  | 120V Market Std. NEEA HPWH | PGE | SMUD | CZ12 | 1978-1991 | CARE | Mixed-fuel | Mixed-fuel | -878.45 | 163.351 | 2892.8863 | 4272.7328 | 9746.5672 | 290.3749 | 290.3749 | N/A | 8749.9608 | 14337.5964 | 2.0479 | 3.3556 | 8749.9608 | 14337.5964 | 2.0479 | 3.3556 | N/A | N/A | N/A | N/A | 9.9626 | 9.9626 | N/A | 14019.3 | 3.2811 | 0.8822 | 26.64% | 6391.67 | 479.162 | 788.0842 | 3.3121 | 102464.1 | 7270.12
HPWH_TankOutside | HPWH in Exterior Closet |  | 240V Fed. Min. HPWH, Exterior Closet | PGE | SMUD | CZ12 | 1978-1991 | CARE | Mixed-fuel | Mixed-fuel | -1387.37 | 161.476 | 4751.0613 | 6972.7834 | 2834.0666 | 286.8188 | 286.8188 | N/A | 8642.8038 | 14162.0099 | 1.2395 | 2.031 | 8642.8038 | 14162.0099 | 1.2395 | 2.031 | N/A | N/A | N/A | N/A | 16.5647 | 16.5647 | N/A | 9806.85 | 1.4064 | 0.80124 | 24.19% | 6391.67 | 479.162 | 788.0842 | 3.3121 | 102464.1 | 7779.04
HPWH_TankInside_NotDucted | HPWH in interior closet, not ducted |  | 240V Fed. Min. HPWH, Interior Closet, Not Ducted | PGE | SMUD | CZ12 | 1978-1991 | CARE | Mixed-fuel | Mixed-fuel | -776.11 | 129.583 | 4412.5691 | 6634.2911 | 3522.2089 | 227.2156 | 227.2156 | N/A | 6846.7598 | 11219.0307 | 1.032 | 1.6911 | 6846.7598 | 11219.0307 | 1.032 | 1.6911 | N/A | N/A | N/A | N/A | 19.4202 | 19.4202 | N/A | 10156.5 | 1.5309 | 0.67676 | 20.43% | 6391.67 | 479.162 | 788.0842 | 3.3121 | 102464.1 | 7167.78
HPWH_TankInside_Ducted | HPWH in interior closet, ducted outside |  | 240V Fed. Min. HPWH, Interior Closet, Ducted | PGE | SMUD | CZ12 | 1978-1991 | CARE | Mixed-fuel | Mixed-fuel | -1402.27 | 171.322 | 5491.8272 | 7713.5493 | 3308.7507 | 305.2455 | 305.2455 | N/A | 9198.0615 | 15071.8496 | 1.1925 | 1.9539 | 9198.0615 | 15071.8496 | 1.1925 | 1.9539 | N/A | N/A | N/A | N/A | 17.9915 | 17.9915 | N/A | 11022.3 | 1.429 | 0.86587 | 26.14% | 6391.67 | 479.162 | 788.0842 | 3.3121 | 102464.1 | 7793.94
HPSH_9.5HSPF2_17SEER2 | New HPSH 9.5 HSPF2, 17 SEER2 |  | High Efficiency HPSH | PGE | SMUD | CZ12 | 1978-1991 | CARE | Mixed-fuel | Mixed-fuel | -1722.63 | 243.592 | 4148.5785 | 7065.961 | 7813.589 | 443.2734 | 443.2734 | N/A | 13357.2993 | 21887.1341 | 1.8904 | 3.0975 | 13357.2993 | 21887.1341 | 1.8904 | 3.0975 | N/A | N/A | N/A | N/A | 9.359 | 9.359 | N/A | 14879.55 | 2.1058 | 1.1033 | 35.29% | 5265.14 | 457.229 | 743.9085 | 3.1262 | 90703.65 | 6987.77
MSHP | Ducted MSHP 9.5 HSPF2, 16.5 SEER2 |  | High Eff MSHP | PGE | SMUD | CZ12 | 1978-1991 | CARE | Mixed-fuel | Mixed-fuel | -1747.64 | 243.592 | 1421.1983 | 3229.8412 | 11499.8588 | 443.2734 | 443.2734 | N/A | 13357.2993 | 21887.1341 | 4.1356 | 6.7765 | 13357.2993 | 21887.1341 | 4.1356 | 6.7765 | N/A | N/A | N/A | N/A | 3.2061 | 3.2061 | N/A | 14729.7 | 4.5605 | 1.1019 | 35.25% | 5265.14 | 457.229 | 743.9085 | 3.1262 | 90703.65 | 7012.78
PV_3kW | 3kW PV |  | 3kW PV | PGE | SMUD | CZ12 | 1978-1991 | CARE | Mixed-fuel | Mixed-fuel | 4713.44 | 0 | 9608.1502 | 11574.2633 | -801.7133 | 0 | N/A | 0 | 0 | 0 | 0 | 0 | N/A | N/A | N/A | N/A | 0 | 0 | 0 | 0 | #DIV/0! | N/A | #DIV/0! | 10772.55 | 0.93073 | 0.10738 | 3.191% | 6391.67 | 488.174 | 805.4224 | 3.3648 | 103546.35 | 1678.23
AE | All Electric |  | All Electric | PGE | SMUD | CZ12 | 1978-1991 | CARE | All Electric | Mixed-fuel | -3543.07 | 488.174 | 6454.0357 | 9682.6042 | 23400.9458 | 805.4224 | 805.4224 | N/A | 24270.0495 | 39768.6551 | 2.5066 | 4.1072 | 24270.0495 | 39768.6551 | 2.5066 | 4.1072 | N/A | N/A | N/A | N/A | 8.0132 | 8.0132 | N/A | 33083.55 | 3.4168 | 2.2957 | 68.23% | 6391.67 | 488.174 | 805.4224 | 3.3648 | 103546.35 | 9934.74
VCHP_base | Base VCHP |  | Base VCHP | PGE | SMUD | CZ12 | 1978-1991 | CARE | Mixed-fuel | Mixed-fuel | -1439.03 | 209.353 | 13336.3685 | 21679.367 | -7410.317 | 375.7801 | 375.7801 | N/A | 11323.502 | 18554.5746 | 0.52232 | 0.85586 | 11323.502 | 18554.5746 | 0.52232 | 0.85586 | N/A | N/A | N/A | N/A | 35.4898 | 35.4898 | N/A | 14269.05 | 0.65819 | 0.94147 | 32.75% | 4708.57 | 422.99 | 676.4152 | 2.8746 | 84249 | 6147.6
VCHP_Fujitsu48 | Fujitsu 48 VCHP |  | Fujitsu 48 VCHP | PGE | SMUD | CZ12 | 1978-1991 | CARE | Mixed-fuel | Mixed-fuel | -48.48 | 209.353 | 17266.2712 | 28131.7248 | -2790.4248 | 375.7801 | 375.7801 | N/A | 11323.502 | 18554.5746 | 0.40252 | 0.65956 | 11323.502 | 18554.5746 | 0.40252 | 0.65956 | N/A | N/A | N/A | N/A | 45.9478 | 45.9478 | N/A | 25341.3 | 0.90081 | 1.1546 | 40.17% | 4708.57 | 422.99 | 676.4152 | 2.8746 | 84249 | 4757.05
HPWH_PV | HPWH + 3kW PV |  | 240V Fed. Min. HPWH + 3kW PV | PGE | SMUD | CZ12 | 1978-1991 | CARE | Mixed-fuel | Mixed-fuel | 3344.25 | 162.711 | 13940.1604 | 18127.9956 | 4699.1544 | 289.1624 | N/A | 289.1624 | 8713.4234 | 14277.7265 | 0.48066 | 0.78761 | N/A | N/A | N/A | N/A | 8713.4234 | 14277.7265 | 0.48066 | 0.78761 | 48.2088 | N/A | 48.2088 | 22827.15 | 1.2592 | 0.91942 | 27.76% | 6391.67 | 479.162 | 788.0842 | 3.3121 | 102464.1 | 3047.42
HPSH_PV | HPSH + 3kW PV |  | HPSH + 3kW PV | PGE | SMUD | CZ12 | 1978-1991 | CARE | Mixed-fuel | Mixed-fuel | 2459.1 | 243.592 | 10780.1756 | 13753.1352 | 7636.5648 | 443.2734 | N/A | 443.2734 | 13357.2993 | 21887.1341 | 0.97122 | 1.5914 | N/A | N/A | N/A | N/A | 13357.2993 | 21887.1341 | 0.97122 | 1.5914 | 24.3195 | N/A | 24.3195 | 21389.7 | 1.5553 | 1.1342 | 36.28% | 5265.14 | 457.229 | 743.9085 | 3.1262 | 90703.65 | 2806.04
HPSH_RCV_300CFM | New HPSH |  | Heat Pump Space Heater | PGE | PGE | CZ13 | 1978-1991 | CARE | Mixed-fuel | Mixed-fuel | -1570.22 | 170.927 | 1247.8715 | 2494.1335 | 4876.2665 | 17.9058 | -52.9069 | N/A | 2689.8744 | 8324.0794 | 1.0785 | 3.3375 | 1075.4591 | 6624.7356 | 0.4312 | 2.6561 | N/A | N/A | N/A | N/A | 69.6909 | -23.5862 | N/A | 7370.4 | 2.9551 | 0.71172 | 26.13% | 7425.85 | 374.59 | 2467.2374 | 2.7241 | 94499.85 | 8996.07
DFHP_RCV_300CFM_35F | DFHP, Existing Furnace 35F |  | Dual Fuel Heat Pump (existing furnace) | PGE | PGE | CZ13 | 1978-1991 | CARE | Mixed-fuel | Mixed-fuel | -1174.5 | 148.783 | 1933.2565 | 1161.1526 | 5237.9974 | 78.8083 | -11.7194 | N/A | 3810.3195 | 8858.2194 | 3.2815 | 7.6288 | 1746.434 | 6685.7605 | 1.5041 | 5.7579 | N/A | N/A | N/A | N/A | 24.5311 | -164.9622 | N/A | 6399.15 | 5.511 | 0.65576 | 23.85% | 7425.85 | 378.973 | 2475.9127 | 2.7497 | 93545.25 | 8600.35
RaisedFloorInsulation_R19 | Raised Floor Insulation: R-19 |  | Raised Floor Insulation: R-19 | PGE | PGE | CZ13 | 1978-1991 | CARE | Mixed-fuel | Mixed-fuel | -90.9 | 54.321 | 3632.776 | 3632.776 | 3393.524 | 85.4832 | N/A | N/A | 2724.7228 | 4735.7753 | 0.75004 | 1.3036 | N/A | N/A | N/A | N/A | N/A | N/A | N/A | N/A | 42.497 | N/A | N/A | 7026.3 | 1.9341 | 0.32843 | 10.07% | 10951.4 | 438.553 | 3692.7331 | 3.263 | 126440.1 | 11042.3
RaisedFloorInsulation_R30 | Raised Floor Insulation: R-30vs0 |  | Raised Floor Insulation: R-30vsR0 | PGE | PGE | CZ13 | 1978-1991 | CARE | Mixed-fuel | Mixed-fuel | -116.7 | 62.591 | 4112.6252 | 4112.6252 | 3896.0248 | 94.7978 | N/A | N/A | 3055.2673 | 5368.2206 | 0.7429 | 1.3053 | N/A | N/A | N/A | N/A | N/A | N/A | N/A | N/A | 43.3831 | N/A | N/A | 8008.65 | 1.9473 | 0.37796 | 11.58% | 10951.4 | 438.553 | 3692.7331 | 3.263 | 126440.1 | 11068.1
AtticInsulation_R38 | Attic Insulation: R-38 |  | Attic Insulation: R-38 | PGE | PGE | CZ13 | 1978-1991 | CARE | Mixed-fuel | Mixed-fuel | 547.07 | 12.292 | 2555.3859 | 2555.3859 | 2156.5641 | 192.3877 | N/A | N/A | 4563.9429 | 5232.0869 | 1.786 | 2.0475 | N/A | N/A | N/A | N/A | N/A | N/A | N/A | N/A | 13.2825 | N/A | N/A | 4711.95 | 1.8439 | 0.09114 | 3.072% | 10150.8 | 395.976 | 3364.7259 | 2.9664 | 115417.8 | 9603.73
AtticInsulation_R49 | Attic Insulation: R-49 |  | Attic Insulation: R-49 | PGE | PGE | CZ13 | 1978-1991 | CARE | Mixed-fuel | Mixed-fuel | 670.21 | 15.047 | 3611.6191 | 3611.6191 | 2199.2309 | 236.2498 | N/A | N/A | 5603.7611 | 6422.5012 | 1.5516 | 1.7783 | N/A | N/A | N/A | N/A | N/A | N/A | N/A | N/A | 15.2873 | N/A | N/A | 5810.85 | 1.6089 | 0.11235 | 3.787% | 10150.8 | 395.976 | 3364.7259 | 2.9664 | 115417.8 | 9480.59
Windows_0.28UFactor0.23SHGC | New Windows: 0.28 U-factor, 0.23 SHGC |  | Window Upgrade: 0.28 vs 0.30 U-factor | PGE | PGE | CZ13 | 1978-1991 | CARE | Mixed-fuel | Mixed-fuel | 1634.46 | 22.496 | 11462.7824 | 11462.7824 | 275.4676 | 548.0142 | N/A | N/A | 12824.5208 | 14295.2187 | 1.1188 | 1.2471 | N/A | N/A | N/A | N/A | N/A | N/A | N/A | N/A | 20.9169 | N/A | N/A | 11738.25 | 1.024 | 0.18207 | 6.138% | 10150.8 | 395.976 | 3364.7259 | 2.9664 | 115417.8 | 8516.34
Roof_RB | Roofing: Radiant Barrier |  | Radiant Barrier (at roof replacement) | PGE | PGE | CZ13 | 1978-1991 | CARE | Mixed-fuel | Mixed-fuel | 531 | 7.368 | 892.9455 | 892.9455 | 2786.7045 | 178.1986 | N/A | N/A | 4169.3855 | 4645.6897 | 4.6692 | 5.2027 | N/A | N/A | N/A | N/A | N/A | N/A | N/A | N/A | 5.011 | N/A | N/A | 3679.65 | 4.1208 | 0.05674 | 1.913% | 10150.8 | 395.976 | 3364.7259 | 2.9664 | 115417.8 | 9619.8
Roof_0.20Ref | Roofing: Steep Sloped, 0.20 Ref. |  | 0.20 Solar Reflectance Cool Roof (at roof replacement) | PGE | PGE | CZ13 | 1978-1991 | CARE | Mixed-fuel | Mixed-fuel | 414.18 | -5.772 | 892.9455 | 1203.407 | 394.993 | 116.7212 | N/A | N/A | 2580.0448 | 2520.7509 | 2.144 | 2.0947 | N/A | N/A | N/A | N/A | N/A | N/A | N/A | N/A | 7.6502 | N/A | N/A | 1598.4 | 1.3282 | -0.02073 | -0.6988% | 10150.8 | 395.976 | 3364.7259 | 2.9664 | 115417.8 | 9736.62
Roof_0.25Ref | Roofing: Steep Sloped, 0.25 Ref. vs. 0.20 Ref |  | Roofing Upgrade: 0.25 vs. 0.20 Solar Reflectance (at roof replacement) | PGE | PGE | CZ13 | 1978-1991 | CARE | Mixed-fuel | Mixed-fuel | 602.62 | -8.786 | 1785.8911 | 2406.8139 | -142.4139 | 168.9946 | N/A | N/A | 3729.5213 | 3628.9309 | 1.5496 | 1.5078 | N/A | N/A | N/A | N/A | N/A | N/A | N/A | N/A | 10.5677 | N/A | N/A | 2264.4 | 0.94083 | -0.03193 | -1.076% | 10150.8 | 395.976 | 3364.7259 | 2.9664 | 115417.8 | 9548.18
Ducts_R6 | New Ducts: R-6 |  | New Ducts: R-6 | PGE | PGE | CZ13 | 1978-1991 | CARE | Mixed-fuel | Mixed-fuel | 2061.51 | 31.62 | 4808.3746 | 4808.3746 | 11841.6254 | 705.654 | N/A | N/A | 16546.7107 | 18521.9779 | 3.4412 | 3.852 | N/A | N/A | N/A | N/A | N/A | N/A | N/A | N/A | 6.8141 | N/A | N/A | 16650 | 3.4627 | 0.27608 | 9.307% | 10150.8 | 395.976 | 3364.7259 | 2.9664 | 115417.8 | 8089.29
Ducts_R8 | New Ducts: R-8 |  | New Ducts: R-8 | PGE | PGE | CZ13 | 1978-1991 | CARE | Mixed-fuel | Mixed-fuel | 2125.66 | 33.852 | 6311.1144 | 6311.1144 | 10988.2356 | 730.0622 | N/A | N/A | 17135.5711 | 19219.7939 | 2.7151 | 3.0454 | N/A | N/A | N/A | N/A | N/A | N/A | N/A | N/A | 8.6446 | N/A | N/A | 17299.35 | 2.7411 | 0.29169 | 9.833% | 10150.8 | 395.976 | 3364.7259 | 2.9664 | 115417.8 | 8025.14
DuctSealing_10% | Duct Sealing: 10% |  | Duct Sealing: 10% | PGE | PGE | CZ13 | 1978-1991 | CARE | Mixed-fuel | Mixed-fuel | 1521.51 | 15.527 | 2589.5542 | 2589.5542 | 8915.5958 | 505.372 | N/A | N/A | 11747.0528 | 12907.5922 | 4.5363 | 4.9845 | N/A | N/A | N/A | N/A | N/A | N/A | N/A | N/A | 5.1241 | N/A | N/A | 11505.15 | 4.4429 | 0.1616 | 5.448% | 10150.8 | 395.976 | 3364.7259 | 2.9664 | 115417.8 | 8629.29
HPWH | HPWH |  | 240V Fed. Min. HPWH | PGE | PGE | CZ13 | 1978-1991 | CARE | Mixed-fuel | Mixed-fuel | -1176.9 | 152.603 | 4332.0102 | 6553.7323 | 3719.3177 | -56.85 | 49.2105 | N/A | 667.2778 | 5428.8624 | 0.10182 | 0.82836 | 3085.2864 | 7974.0734 | 0.47077 | 1.2167 | N/A | N/A | N/A | N/A | -76.2007 | 88.0302 | N/A | 10273.05 | 1.5675 | 0.77029 | 26.43% | 10150.8 | 387.097 | 3348.1704 | 2.9145 | 114352.2 | 11327.7
HPWH_HighEfficiency | High Efficiency HPWH |  | 240V Market Std. NEEA HPWH | PGE | PGE | CZ13 | 1978-1991 | CARE | Mixed-fuel | Mixed-fuel | -923.7 | 152.741 | 5192.8306 | 7967.0806 | 4087.5194 | 13.2928 | 102.9351 | N/A | 2268.3904 | 7118.9437 | 0.28472 | 0.89354 | 4312.0906 | 9270.1554 | 0.54124 | 1.1636 | N/A | N/A | N/A | N/A | 390.6488 | 50.4476 | N/A | 12054.6 | 1.5131 | 0.8012 | 27.49% | 10150.8 | 387.097 | 3348.1704 | 2.9145 | 114352.2 | 11074.5
HPWH_HighEfficiency_DR | High Efficiency HPWH with Demand Response |  | 240V Market Std. NEEA HPWH + DR | PGE | PGE | CZ13 | 1978-1991 | CARE | Mixed-fuel | Mixed-fuel | -677.2 | 152.769 | 5192.8306 | 7967.0806 | 5869.0694 | 81.6887 | 155.4081 | N/A | 3828.1009 | 8761.6536 | 0.48049 | 1.0997 | 5508.7854 | 10530.7526 | 0.69144 | 1.3218 | N/A | N/A | N/A | N/A | 63.5685 | 33.4141 | N/A | 13836.15 | 1.7367 | 0.83185 | 28.54% | 10150.8 | 387.097 | 3348.1704 | 2.9145 | 114352.2 | 10828
HPWH_120V | 120V HPWH |  | 120V Market Std. NEEA HPWH | PGE | PGE | CZ13 | 1978-1991 | CARE | Mixed-fuel | Mixed-fuel | -771.6 | 153.134 | 2892.8863 | 4272.7328 | 9063.9172 | 56.4689 | 136.7176 | N/A | 3258.3322 | 8174.4345 | 0.76259 | 1.9132 | 5087.874 | 10100.2217 | 1.1908 | 2.3639 | N/A | N/A | N/A | N/A | 51.2297 | 21.1596 | N/A | 13336.65 | 3.1213 | 0.82918 | 28.45% | 10150.8 | 387.097 | 3348.1704 | 2.9145 | 114352.2 | 10922.4
HPWH_TankOutside | HPWH in Exterior Closet |  | 240V Fed. Min. HPWH, Exterior Closet | PGE | PGE | CZ13 | 1978-1991 | CARE | Mixed-fuel | Mixed-fuel | -1197.3 | 151.635 | 4751.0613 | 6972.7834 | 3000.5666 | -64.3343 | 43.0221 | N/A | 482.8562 | 5201.5377 | 0.069249 | 0.74598 | 2930.4102 | 7777.8485 | 0.42026 | 1.1155 | N/A | N/A | N/A | N/A | -73.8496 | 110.4329 | N/A | 9973.35 | 1.4303 | 0.76106 | 26.11% | 10150.8 | 387.097 | 3348.1704 | 2.9145 | 114352.2 | 11348.1
HPWH_TankInside_NotDucted | HPWH in interior closet, not ducted |  | 240V Fed. Min. HPWH, Interior Closet, Not Ducted | PGE | PGE | CZ13 | 1978-1991 | CARE | Mixed-fuel | Mixed-fuel | -606.1 | 127.624 | 4412.5691 | 6634.2911 | 4487.9089 | 57.7732 | 130.4943 | N/A | 2929.4559 | 6964.9613 | 0.44156 | 1.0498 | 4587.3815 | 8710.1042 | 0.69147 | 1.3129 | N/A | N/A | N/A | N/A | 76.3775 | 33.8143 | N/A | 11122.2 | 1.6765 | 0.67778 | 23.26% | 10150.8 | 387.097 | 3348.1704 | 2.9145 | 114352.2 | 10756.9
HPWH_TankInside_Ducted | HPWH in interior closet, ducted outside |  | 240V Fed. Min. HPWH, Interior Closet, Ducted | PGE | PGE | CZ13 | 1978-1991 | CARE | Mixed-fuel | Mixed-fuel | -1240 | 159.156 | 5491.8272 | 7713.5493 | 3025.7007 | -64.3376 | 43.7908 | N/A | 589.5729 | 5570.9562 | 0.076433 | 0.72223 | 3054.7288 | 8165.7949 | 0.39602 | 1.0586 | N/A | N/A | N/A | N/A | -85.3595 | 125.4104 | N/A | 10739.25 | 1.3923 | 0.8107 | 27.82% | 10150.8 | 387.097 | 3348.1704 | 2.9145 | 114352.2 | 11390.8
HPSH_9.5HSPF2_17SEER2 | New HPSH 9.5 HSPF2, 17 SEER2 |  | High Efficiency HPSH | PGE | PGE | CZ13 | 1978-1991 | CARE | Mixed-fuel | Mixed-fuel | -972.24 | 170.927 | 4247.3528 | 7418.8676 | 4347.1324 | 184.3154 | 91.0003 | N/A | 6483.7461 | 12317.5326 | 0.87395 | 1.6603 | 4356.3115 | 10078.1816 | 0.58719 | 1.3585 | N/A | N/A | N/A | N/A | 23.0439 | 46.6741 | N/A | 11766 | 1.586 | 0.77656 | 28.51% | 7425.85 | 374.59 | 2467.2374 | 2.7241 | 94499.85 | 8398.09
MSHP | Ducted MSHP 9.5 HSPF2, 16.5 SEER2 |  | High Eff MSHP | PGE | PGE | CZ13 | 1978-1991 | CARE | Mixed-fuel | Mixed-fuel | -1024.85 | 170.927 | 1411.0322 | 3403.8828 | 8079.0672 | 168.5218 | 76.9098 | N/A | 6123.6784 | 11938.523 | 1.799 | 3.5073 | 4035.0718 | 9740.0426 | 1.1854 | 2.8615 | N/A | N/A | N/A | N/A | 8.373 | 18.3466 | N/A | 11482.95 | 3.3735 | 0.77498 | 28.45% | 7425.85 | 374.59 | 2467.2374 | 2.7241 | 94499.85 | 8450.7
PV_3kW | 3kW PV |  | 3kW PV | PGE | PGE | CZ13 | 1978-1991 | CARE | Mixed-fuel | Mixed-fuel | 4710.57 | 0 | 9608.1502 | 11574.2633 | 3577.2367 | 884.803 | N/A | 771.3156 | 20172.0875 | 21233.2662 | 1.7428 | 1.8345 | N/A | N/A | N/A | N/A | 17584.7584 | 18509.8274 | 1.5193 | 1.5992 | 10.8591 | N/A | 12.4568 | 15151.5 | 1.3091 | 0.11027 | 3.717% | 10150.8 | 395.976 | 3364.7259 | 2.9664 | 115417.8 | 5440.23
AE | All Electric |  | All Electric | PGE | PGE | CZ13 | 1978-1991 | CARE | All Electric | Mixed-fuel | -1063.4 | 395.976 | 6529.8817 | 9997.8658 | 27980.7842 | 637.2207 | 644.9317 | N/A | 19203.8353 | 31471.327 | 1.9208 | 3.1478 | 19379.6353 | 31656.3752 | 1.9384 | 3.1663 | N/A | N/A | N/A | N/A | 10.2474 | 10.1249 | N/A | 37978.65 | 3.7987 | 1.9436 | 65.52% | 10150.8 | 395.976 | 3364.7259 | 2.9664 | 115417.8 | 11214.2
VCHP_base | Base VCHP |  | Base VCHP | PGE | PGE | CZ13 | 1978-1991 | CARE | Mixed-fuel | Mixed-fuel | -594.4 | 146.811 | 15591.6635 | 25382.2501 | -13061.2501 | 233.8313 | 112.2881 | N/A | 7262.67 | 12294.965 | 0.28613 | 0.48439 | 4491.6808 | 9378.2043 | 0.17696 | 0.36948 | N/A | N/A | N/A | N/A | 66.6791 | 138.8541 | N/A | 12321 | 0.48542 | 0.6652 | 26.33% | 6511.27 | 350.474 | 2140.7487 | 2.5265 | 86746.5 | 7105.67
VCHP_Fujitsu48 | Fujitsu 48 VCHP |  | Fujitsu 48 VCHP | PGE | PGE | CZ13 | 1978-1991 | CARE | Mixed-fuel | Mixed-fuel | 710.92 | 146.811 | 19694.4848 | 32118.5162 | -9407.9162 | 543.2756 | 399.7034 | N/A | 14317.5051 | 19720.9288 | 0.44577 | 0.614 | 11044.2886 | 16275.5205 | 0.34386 | 0.50673 | N/A | N/A | N/A | N/A | 36.2514 | 49.2727 | N/A | 22710.6 | 0.70709 | 0.83948 | 33.23% | 6511.27 | 350.474 | 2140.7487 | 2.5265 | 86746.5 | 5800.35
HPWH_PV | HPWH + 3kW PV |  | 240V Fed. Min. HPWH + 3kW PV | PGE | PGE | CZ13 | 1978-1991 | CARE | Mixed-fuel | Mixed-fuel | 3533.6 | 152.603 | 13940.1604 | 18127.9956 | 8678.5044 | 906.6666 | N/A | 833.9115 | 22633.9092 | 28551.0769 | 1.2486 | 1.575 | N/A | N/A | N/A | N/A | 20975.2085 | 26805.1181 | 1.1571 | 1.4787 | 15.3752 | N/A | 16.7166 | 26806.5 | 1.4787 | 0.88057 | 30.21% | 10150.8 | 387.097 | 3348.1704 | 2.9145 | 114352.2 | 6617.2
HPSH_PV | HPSH + 3kW PV |  | HPSH + 3kW PV | PGE | PGE | CZ13 | 1978-1991 | CARE | Mixed-fuel | Mixed-fuel | 3140.3 | 170.927 | 10856.0217 | 14068.3968 | 7870.7532 | 836.7645 | N/A | 667.5061 | 21358.5379 | 27974.8321 | 1.5182 | 1.9885 | N/A | N/A | N/A | N/A | 17499.7193 | 23913.0153 | 1.2439 | 1.6998 | 12.9738 | N/A | 16.2636 | 21939.15 | 1.5595 | 0.82199 | 30.17% | 7425.85 | 374.59 | 2467.2374 | 2.7241 | 94499.85 | 4285.55
HPSH_RCV_300CFM | New HPSH |  | Heat Pump Space Heater | SCG | SCE | CZ14 | 1978-1991 | CARE | Mixed-fuel | Mixed-fuel | -2505.66 | 236.273 | 1172.0255 | 2178.8719 | 5346.9281 | -223.7169 | -158.7491 | N/A | -2215.0539 | 4054.3361 | 0 | 1.8608 | -751.5657 | 5613.4163 | 0 | 2.5763 | N/A | N/A | N/A | N/A | -5.2389 | -7.3829 | N/A | 7525.8 | 3.454 | 0.91219 | 29.62% | 6453.08 | 444.187 | 2073.6218 | 3.0801 | 95404.5 | 8958.74
DFHP_RCV_300CFM_35F | DFHP, Existing Furnace 35F |  | Dual Fuel Heat Pump (existing furnace) | SCG | SCE | CZ14 | 1978-1991 | CARE | Mixed-fuel | Mixed-fuel | -1372.91 | 129.11 | 1960.2499 | 948.7304 | 3707.7196 | -83.0291 | -120.5673 | N/A | -225.0851 | 3496.4171 | 0 | 3.6854 | -1070.6831 | 2595.5865 | 0 | 2.7359 | N/A | N/A | N/A | N/A | -23.6092 | -16.2586 | N/A | 4656.45 | 4.9081 | 0.51357 | 16.48% | 6453.08 | 450.245 | 2084.2817 | 3.1155 | 94078.05 | 7825.99
RaisedFloorInsulation_R19 | Raised Floor Insulation: R-19 |  | Raised Floor Insulation: R-19 | SCG | SCE | CZ14 | 1978-1991 | CARE | Mixed-fuel | Mixed-fuel | 43.34 | 93.349 | 3632.776 | 3632.776 | 8838.074 | 178.3087 | N/A | N/A | 5244.282 | 8374.6575 | 1.4436 | 2.3053 | N/A | N/A | N/A | N/A | N/A | N/A | N/A | N/A | 20.3735 | N/A | N/A | 12470.85 | 3.4329 | 0.56297 | 14.69% | 9464.05 | 550.837 | 3154.6788 | 3.8313 | 128637.9 | 9420.71
RaisedFloorInsulation_R30 | Raised Floor Insulation: R-30vs0 |  | Raised Floor Insulation: R-30vsR0 | SCG | SCE | CZ14 | 1978-1991 | CARE | Mixed-fuel | Mixed-fuel | 45.34 | 106.543 | 4112.6252 | 4112.6252 | 10106.4748 | 202.4609 | N/A | N/A | 5962.9047 | 9536.6285 | 1.4499 | 2.3189 | N/A | N/A | N/A | N/A | N/A | N/A | N/A | N/A | 20.3132 | N/A | N/A | 14219.1 | 3.4574 | 0.64228 | 16.76% | 9464.05 | 550.837 | 3154.6788 | 3.8313 | 128637.9 | 9418.71
AtticInsulation_R38 | Attic Insulation: R-38 |  | Attic Insulation: R-38 | SCG | SCE | CZ14 | 1978-1991 | CARE | Mixed-fuel | Mixed-fuel | 379.5 | 19.358 | 2555.3859 | 2555.3859 | 2073.3141 | 145.3119 | N/A | N/A | 3531.4662 | 4348.291 | 1.382 | 1.7016 | N/A | N/A | N/A | N/A | N/A | N/A | N/A | N/A | 17.5855 | N/A | N/A | 4628.7 | 1.8114 | 0.12786 | 3.824% | 8442.26 | 475.997 | 2728.2078 | 3.3434 | 112770.45 | 8062.76
AtticInsulation_R49 | Attic Insulation: R-49 |  | Attic Insulation: R-49 | SCG | SCE | CZ14 | 1978-1991 | CARE | Mixed-fuel | Mixed-fuel | 487.46 | 23.906 | 3611.6191 | 3611.6191 | 2199.2309 | 186.3633 | N/A | N/A | 4516.7961 | 5535.5767 | 1.2506 | 1.5327 | N/A | N/A | N/A | N/A | N/A | N/A | N/A | N/A | 19.3795 | N/A | N/A | 5810.85 | 1.6089 | 0.15807 | 4.728% | 8442.26 | 475.997 | 2728.2078 | 3.3434 | 112770.45 | 7954.8
Windows_0.28UFactor0.23SHGC | New Windows: 0.28 U-factor, 0.23 SHGC |  | Window Upgrade: 0.28 vs 0.30 U-factor | SCG | SCE | CZ14 | 1978-1991 | CARE | Mixed-fuel | Mixed-fuel | 1336.79 | 18.087 | 11462.7824 | 11462.7824 | -1905.6824 | 424.8931 | N/A | N/A | 9819.2101 | 11023.5692 | 0.85662 | 0.96168 | N/A | N/A | N/A | N/A | N/A | N/A | N/A | N/A | 26.978 | N/A | N/A | 9557.1 | 0.83375 | 0.14659 | 4.384% | 8442.26 | 475.997 | 2728.2078 | 3.3434 | 112770.45 | 7105.47
Roof_RB | Roofing: Radiant Barrier |  | Radiant Barrier (at roof replacement) | SCG | SCE | CZ14 | 1978-1991 | CARE | Mixed-fuel | Mixed-fuel | 400.09 | 9.781 | 892.9455 | 892.9455 | 2437.0545 | 131.9724 | N/A | N/A | 3103.5568 | 3603.0773 | 3.4756 | 4.035 | N/A | N/A | N/A | N/A | N/A | N/A | N/A | N/A | 6.7662 | N/A | N/A | 3330 | 3.7292 | 0.06766 | 2.024% | 8442.26 | 475.997 | 2728.2078 | 3.3434 | 112770.45 | 8042.17
Roof_0.20Ref | Roofing: Steep Sloped, 0.20 Ref. |  | 0.20 Solar Reflectance Cool Roof (at roof replacement) | SCG | SCE | CZ14 | 1978-1991 | CARE | Mixed-fuel | Mixed-fuel | 296.69 | -8.326 | 892.9455 | 1203.407 | -587.357 | 71.7554 | N/A | N/A | 1507.2489 | 1357.8546 | 1.2525 | 1.1283 | N/A | N/A | N/A | N/A | N/A | N/A | N/A | N/A | 12.4443 | N/A | N/A | 616.05 | 0.51192 | -0.03948 | -1.181% | 8442.26 | 475.997 | 2728.2078 | 3.3434 | 112770.45 | 8145.57
Roof_0.25Ref | Roofing: Steep Sloped, 0.25 Ref. vs. 0.20 Ref |  | Roofing Upgrade: 0.25 vs. 0.20 Solar Reflectance (at roof replacement) | SCG | SCE | CZ14 | 1978-1991 | CARE | Mixed-fuel | Mixed-fuel | 458.32 | -12.613 | 1785.8911 | 2406.8139 | -1457.7639 | 111.65 | N/A | N/A | 2349.7729 | 2127.8894 | 0.9763 | 0.88411 | N/A | N/A | N/A | N/A | N/A | N/A | N/A | N/A | 15.9954 | N/A | N/A | 949.05 | 0.39432 | -0.06034 | -1.805% | 8442.26 | 475.997 | 2728.2078 | 3.3434 | 112770.45 | 7983.94
Ducts_R6 | New Ducts: R-6 |  | New Ducts: R-6 | SCG | SCE | CZ14 | 1978-1991 | CARE | Mixed-fuel | Mixed-fuel | 1571.49 | 46.408 | 4808.3746 | 4808.3746 | 10343.1254 | 546.5597 | N/A | N/A | 12933.4544 | 15189.4989 | 2.6898 | 3.159 | N/A | N/A | N/A | N/A | N/A | N/A | N/A | N/A | 8.7975 | N/A | N/A | 15151.5 | 3.1511 | 0.34107 | 10.2% | 8442.26 | 475.997 | 2728.2078 | 3.3434 | 112770.45 | 6870.77
Ducts_R8 | New Ducts: R-8 |  | New Ducts: R-8 | SCG | SCE | CZ14 | 1978-1991 | CARE | Mixed-fuel | Mixed-fuel | 1620.02 | 49.437 | 6311.1144 | 6311.1144 | 9506.3856 | 566.0566 | N/A | N/A | 13413.2079 | 15792.6919 | 2.1253 | 2.5024 | N/A | N/A | N/A | N/A | N/A | N/A | N/A | N/A | 11.1493 | N/A | N/A | 15817.5 | 2.5063 | 0.36084 | 10.79% | 8442.26 | 475.997 | 2728.2078 | 3.3434 | 112770.45 | 6822.24
DuctSealing_10% | Duct Sealing: 10% |  | Duct Sealing: 10% | SCG | SCE | CZ14 | 1978-1991 | CARE | Mixed-fuel | Mixed-fuel | 1156.66 | 23.713 | 2589.5542 | 2589.5542 | 7367.1458 | 385.1392 | N/A | N/A | 8993.3724 | 10302.0128 | 3.4729 | 3.9783 | N/A | N/A | N/A | N/A | N/A | N/A | N/A | N/A | 6.7237 | N/A | N/A | 9956.7 | 3.8449 | 0.19317 | 5.778% | 8442.26 | 475.997 | 2728.2078 | 3.3434 | 112770.45 | 7285.6
HPWH | HPWH |  | 240V Fed. Min. HPWH | SCG | SCE | CZ14 | 1978-1991 | CARE | Mixed-fuel | Mixed-fuel | -1371.66 | 156.832 | 4332.0102 | 6553.7323 | 2836.8677 | -139.666 | -69.4916 | N/A | -1359.6269 | 2608.6048 | 0 | 0.39803 | 221.1484 | 4292.633 | 0.033744 | 0.65499 | N/A | N/A | N/A | N/A | -31.0169 | -62.3386 | N/A | 9390.6 | 1.4329 | 0.76613 | 23.28% | 8442.26 | 467.063 | 2713.8933 | 3.2912 | 111704.85 | 9813.92
HPWH_HighEfficiency | High Efficiency HPWH |  | 240V Market Std. NEEA HPWH | SCG | SCE | CZ14 | 1978-1991 | CARE | Mixed-fuel | Mixed-fuel | -1069.16 | 156.997 | 5192.8306 | 7967.0806 | 3554.7194 | -53.5565 | -1.3741 | N/A | 582.2245 | 4682.099 | 0.073079 | 0.58768 | 1757.7035 | 5934.3578 | 0.22062 | 0.74486 | N/A | N/A | N/A | N/A | -96.9599 | -3779.1534 | N/A | 11521.8 | 1.4462 | 0.80033 | 24.32% | 8442.26 | 467.063 | 2713.8933 | 3.2912 | 111704.85 | 9511.42
HPWH_HighEfficiency_DR | High Efficiency HPWH with Demand Response |  | 240V Market Std. NEEA HPWH + DR | SCG | SCE | CZ14 | 1978-1991 | CARE | Mixed-fuel | Mixed-fuel | -872.41 | 157.055 | 5192.8306 | 7967.0806 | 5053.2194 | 9.2236 | 55.8745 | N/A | 1997.1779 | 6191.172 | 0.25068 | 0.77709 | 3048.053 | 7310.6881 | 0.38258 | 0.91761 | N/A | N/A | N/A | N/A | 562.9947 | 92.9374 | N/A | 13020.3 | 1.6343 | 0.83053 | 25.24% | 8442.26 | 467.063 | 2713.8933 | 3.2912 | 111704.85 | 9314.67
HPWH_120V | 120V HPWH |  | 120V Market Std. NEEA HPWH | SCG | SCE | CZ14 | 1978-1991 | CARE | Mixed-fuel | Mixed-fuel | -817.05 | 157.395 | 2892.8863 | 4272.7328 | 9480.1672 | 25.016 | 64.7055 | N/A | 2357.1576 | 6584.2784 | 0.55167 | 1.541 | 3251.2166 | 7536.7354 | 0.76092 | 1.7639 | N/A | N/A | N/A | N/A | 115.6413 | 44.7085 | N/A | 13752.9 | 3.2188 | 0.85502 | 25.98% | 8442.26 | 467.063 | 2713.8933 | 3.2912 | 111704.85 | 9259.31
HPWH_TankOutside | HPWH in Exterior Closet |  | 240V Fed. Min. HPWH, Exterior Closet | SCG | SCE | CZ14 | 1978-1991 | CARE | Mixed-fuel | Mixed-fuel | -1396.47 | 155.831 | 4751.0613 | 6972.7834 | 2084.8166 | -149.2414 | -78.2828 | N/A | -1588.1319 | 2336.0909 | 0 | 0.33503 | 10.3079 | 4038.9375 | 0.0014783 | 0.57924 | N/A | N/A | N/A | N/A | -31.8347 | -60.691 | N/A | 9057.6 | 1.299 | 0.75585 | 22.97% | 8442.26 | 467.063 | 2713.8933 | 3.2912 | 111704.85 | 9838.73
HPWH_TankInside_NotDucted | HPWH in interior closet, not ducted |  | 240V Fed. Min. HPWH, Interior Closet, Not Ducted | SCG | SCE | CZ14 | 1978-1991 | CARE | Mixed-fuel | Mixed-fuel | -727.03 | 126.697 | 4412.5691 | 6634.2911 | 3572.1589 | -8.6758 | 19.0458 | N/A | 1206.1499 | 4467.7811 | 0.18181 | 0.67344 | 1830.6169 | 5133.037 | 0.27593 | 0.77371 | N/A | N/A | N/A | N/A | -508.6037 | 231.6824 | N/A | 10206.45 | 1.5384 | 0.66263 | 20.13% | 8442.26 | 467.063 | 2713.8933 | 3.2912 | 111704.85 | 9169.29
HPWH_TankInside_Ducted | HPWH in interior closet, ducted outside |  | 240V Fed. Min. HPWH, Interior Closet, Ducted | SCG | SCE | CZ14 | 1978-1991 | CARE | Mixed-fuel | Mixed-fuel | -1414.86 | 164.901 | 5491.8272 | 7713.5493 | 2576.1507 | -139.9059 | -70.7283 | N/A | -1262.631 | 2944.4738 | 0 | 0.38173 | 295.6881 | 4604.5791 | 0.038334 | 0.59695 | N/A | N/A | N/A | N/A | -39.2537 | -77.6468 | N/A | 10289.7 | 1.334 | 0.81814 | 24.86% | 8442.26 | 467.063 | 2713.8933 | 3.2912 | 111704.85 | 9857.12
HPSH_9.5HSPF2_17SEER2 | New HPSH 9.5 HSPF2, 17 SEER2 |  | High Efficiency HPSH | SCG | SCE | CZ14 | 1978-1991 | CARE | Mixed-fuel | Mixed-fuel | -1844.86 | 236.273 | 4148.5785 | 7065.961 | 5488.139 | -43.3649 | -21.8214 | N/A | 1847.6193 | 8382.3746 | 0.26148 | 1.1863 | 2332.9167 | 8899.3706 | 0.33016 | 1.2595 | N/A | N/A | N/A | N/A | -95.6667 | -190.1152 | N/A | 12554.1 | 1.7767 | 1.0045 | 32.61% | 6453.08 | 444.187 | 2073.6218 | 3.0801 | 95404.5 | 8297.94
MSHP | Ducted MSHP 9.5 HSPF2, 16.5 SEER2 |  | High Eff MSHP | SCG | SCE | CZ14 | 1978-1991 | CARE | Mixed-fuel | Mixed-fuel | -1895.29 | 236.273 | 1421.1983 | 3229.8412 | 9024.5588 | -57.6275 | -33.5727 | N/A | 1526.3352 | 8040.1049 | 0.47257 | 2.4893 | 2068.2029 | 8617.3663 | 0.64034 | 2.668 | N/A | N/A | N/A | N/A | -24.6618 | -42.332 | N/A | 12254.4 | 3.7941 | 1.0011 | 32.5% | 6453.08 | 444.187 | 2073.6218 | 3.0801 | 95404.5 | 8348.37
PV_3kW | 3kW PV |  | 3kW PV | SCG | SCE | CZ14 | 1978-1991 | CARE | Mixed-fuel | Mixed-fuel | 5448.31 | 0 | 9608.1502 | 11574.2633 | 4443.0367 | 878.8579 | N/A | 743.2518 | 19797.4672 | 21090.5969 | 1.7105 | 1.8222 | N/A | N/A | N/A | N/A | 16742.756 | 17836.3582 | 1.4466 | 1.541 | 10.9325 | N/A | 12.9272 | 16017.3 | 1.3839 | 0.16118 | 4.821% | 8442.26 | 475.997 | 2728.2078 | 3.3434 | 112770.45 | 2993.95
AE | All Electric |  | All Electric | SCG | SCE | CZ14 | 1978-1991 | CARE | All Electric | Mixed-fuel | -2932.94 | 475.997 | 6454.0357 | 9682.6042 | 24066.9458 | 61.9048 | 221.5242 | N/A | 6718.98 | 19249.1887 | 0.69392 | 1.988 | 10314.6228 | 23079.6915 | 1.0653 | 2.3836 | N/A | N/A | N/A | N/A | 104.2574 | 29.1347 | N/A | 33749.55 | 3.4856 | 2.1608 | 64.63% | 8442.26 | 475.997 | 2728.2078 | 3.3434 | 112770.45 | 11375.2
VCHP_base | Base VCHP |  | Base VCHP | SCG | SCE | CZ14 | 1978-1991 | CARE | Mixed-fuel | Mixed-fuel | -1372.98 | 202.291 | 13336.3685 | 21679.367 | -8459.267 | 29.7827 | -14.9642 | N/A | 3040.1904 | 8619.18 | 0.14023 | 0.39758 | 2032.2051 | 7545.3553 | 0.093739 | 0.34804 | N/A | N/A | N/A | N/A | 447.7889 | -891.2174 | N/A | 13220.1 | 0.6098 | 0.86343 | 30.58% | 5677.24 | 410.205 | 1801.2179 | 2.8238 | 87762.15 | 7050.22
VCHP_Fujitsu48 | Fujitsu 48 VCHP |  | Fujitsu 48 VCHP | SCG | SCE | CZ14 | 1978-1991 | CARE | Mixed-fuel | Mixed-fuel | 280.12 | 202.291 | 17266.2712 | 28131.7248 | -2124.4248 | 434.3136 | 309.6697 | N/A | 12152.7986 | 18327.005 | 0.432 | 0.65147 | 9345.0249 | 15335.8333 | 0.33219 | 0.54514 | N/A | N/A | N/A | N/A | 39.7553 | 55.7571 | N/A | 26007.3 | 0.92448 | 1.1046 | 39.12% | 5677.24 | 410.205 | 1801.2179 | 2.8238 | 87762.15 | 5397.12
HPWH_PV | HPWH + 3kW PV |  | 240V Fed. Min. HPWH + 3kW PV | SCG | SCE | CZ14 | 1978-1991 | CARE | Mixed-fuel | Mixed-fuel | 4076.65 | 156.832 | 13940.1604 | 18127.9956 | 9211.3044 | 838.1699 | N/A | 723.7781 | 20667.457 | 26074.4522 | 1.1401 | 1.4384 | N/A | N/A | N/A | N/A | 18090.6248 | 23329.3066 | 0.99794 | 1.2869 | 16.6317 | N/A | 19.2603 | 27339.3 | 1.5081 | 0.92731 | 28.18% | 8442.26 | 467.063 | 2713.8933 | 3.2912 | 111704.85 | 4365.61
HPSH_PV | HPSH + 3kW PV |  | HPSH + 3kW PV | SCG | SCE | CZ14 | 1978-1991 | CARE | Mixed-fuel | Mixed-fuel | 2942.66 | 236.273 | 10780.1756 | 13753.1352 | 9473.6148 | 630.3018 | N/A | 591.1555 | 17022.878 | 24548.8499 | 1.2377 | 1.785 | N/A | N/A | N/A | N/A | 16141.0548 | 23609.4278 | 1.1736 | 1.7167 | 17.1032 | N/A | 18.2358 | 23226.75 | 1.6888 | 1.0734 | 34.85% | 6453.08 | 444.187 | 2073.6218 | 3.0801 | 95404.5 | 3510.42
HPSH_RCV_300CFM | New HPSH |  | Heat Pump Space Heater | SDGE | SDGE | CZ14 | 1978-1991 | CARE | Mixed-fuel | Mixed-fuel | -2505.66 | 236.273 | 1172.0255 | 2178.8719 | 5346.9281 | -210.9788 | 4.3292 | N/A | -2124.4658 | 7701.9372 | 0 | 3.5348 | 3086.9369 | 12868.8413 | 1.4168 | 5.9062 | N/A | N/A | N/A | N/A | -5.5552 | 270.7244 | N/A | 7525.8 | 3.454 | 0.91219 | 29.62% | 6453.08 | 444.187 | 2828.07 | 3.0801 | 95404.5 | 8958.74
DFHP_RCV_300CFM_35F | DFHP, Existing Furnace 35F |  | Dual Fuel Heat Pump (existing furnace) | SDGE | SDGE | CZ14 | 1978-1991 | CARE | Mixed-fuel | Mixed-fuel | -1372.91 | 129.11 | 1960.2499 | 948.7304 | 3707.7196 | -87.5049 | 25.3751 | N/A | -492.8742 | 4856.3721 | 0 | 5.1188 | 2239.3209 | 7565.2378 | 2.3603 | 7.9741 | N/A | N/A | N/A | N/A | -22.4016 | 77.2508 | N/A | 4656.45 | 4.9081 | 0.51357 | 16.48% | 6453.08 | 450.245 | 2841.0184 | 3.1155 | 94078.05 | 7825.99
RaisedFloorInsulation_R19 | Raised Floor Insulation: R-19 |  | Raised Floor Insulation: R-19 | SDGE | SDGE | CZ14 | 1978-1991 | CARE | Mixed-fuel | Mixed-fuel | 43.34 | 93.349 | 3632.776 | 3632.776 | 8838.074 | 218.617 | N/A | N/A | 6466.9403 | 10277.7494 | 1.7802 | 2.8292 | N/A | N/A | N/A | N/A | N/A | N/A | N/A | N/A | 16.6171 | N/A | N/A | 12470.85 | 3.4329 | 0.56297 | 14.69% | 9464.05 | 550.837 | 4233.0315 | 3.8313 | 128637.9 | 9420.71
RaisedFloorInsulation_R30 | Raised Floor Insulation: R-30vs0 |  | Raised Floor Insulation: R-30vsR0 | SDGE | SDGE | CZ14 | 1978-1991 | CARE | Mixed-fuel | Mixed-fuel | 45.34 | 106.543 | 4112.6252 | 4112.6252 | 10106.4748 | 247.9142 | N/A | N/A | 7342.4937 | 11693.2217 | 1.7854 | 2.8433 | N/A | N/A | N/A | N/A | N/A | N/A | N/A | N/A | 16.5889 | N/A | N/A | 14219.1 | 3.4574 | 0.64228 | 16.76% | 9464.05 | 550.837 | 4233.0315 | 3.8313 | 128637.9 | 9418.71
AtticInsulation_R38 | Attic Insulation: R-38 |  | Attic Insulation: R-38 | SDGE | SDGE | CZ14 | 1978-1991 | CARE | Mixed-fuel | Mixed-fuel | 379.5 | 19.358 | 2555.3859 | 2555.3859 | 2073.3141 | 185.8661 | N/A | N/A | 4744.2869 | 5511.2479 | 1.8566 | 2.1567 | N/A | N/A | N/A | N/A | N/A | N/A | N/A | N/A | 13.7485 | N/A | N/A | 4628.7 | 1.8114 | 0.12786 | 3.824% | 8442.26 | 475.997 | 3692.872 | 3.3434 | 112770.45 | 8062.76
AtticInsulation_R49 | Attic Insulation: R-49 |  | Attic Insulation: R-49 | SDGE | SDGE | CZ14 | 1978-1991 | CARE | Mixed-fuel | Mixed-fuel | 487.46 | 23.906 | 3611.6191 | 3611.6191 | 2199.2309 | 239.7125 | N/A | N/A | 6105.2586 | 7050.213 | 1.6904 | 1.9521 | N/A | N/A | N/A | N/A | N/A | N/A | N/A | N/A | 15.0665 | N/A | N/A | 5810.85 | 1.6089 | 0.15807 | 4.728% | 8442.26 | 475.997 | 3692.872 | 3.3434 | 112770.45 | 7954.8
Windows_0.28UFactor0.23SHGC | New Windows: 0.28 U-factor, 0.23 SHGC |  | Window Upgrade: 0.28 vs 0.30 U-factor | SDGE | SDGE | CZ14 | 1978-1991 | CARE | Mixed-fuel | Mixed-fuel | 1336.79 | 18.087 | 11462.7824 | 11462.7824 | -1905.6824 | 551.7506 | N/A | N/A | 13586.4553 | 14232.3693 | 1.1853 | 1.2416 | N/A | N/A | N/A | N/A | N/A | N/A | N/A | N/A | 20.7753 | N/A | N/A | 9557.1 | 0.83375 | 0.14659 | 4.384% | 8442.26 | 475.997 | 3692.872 | 3.3434 | 112770.45 | 7105.47
Roof_RB | Roofing: Radiant Barrier |  | Radiant Barrier (at roof replacement) | SDGE | SDGE | CZ14 | 1978-1991 | CARE | Mixed-fuel | Mixed-fuel | 400.09 | 9.781 | 892.9455 | 892.9455 | 2437.0545 | 170.8194 | N/A | N/A | 4258.5861 | 4630.0676 | 4.7691 | 5.1852 | N/A | N/A | N/A | N/A | N/A | N/A | N/A | N/A | 5.2274 | N/A | N/A | 3330 | 3.7292 | 0.06766 | 2.024% | 8442.26 | 475.997 | 3692.872 | 3.3434 | 112770.45 | 8042.17
Roof_0.20Ref | Roofing: Steep Sloped, 0.20 Ref. |  | 0.20 Solar Reflectance Cool Roof (at roof replacement) | SDGE | SDGE | CZ14 | 1978-1991 | CARE | Mixed-fuel | Mixed-fuel | 296.69 | -8.326 | 892.9455 | 1203.407 | -587.357 | 94.219 | N/A | N/A | 2175.8258 | 1812.9225 | 1.8081 | 1.5065 | N/A | N/A | N/A | N/A | N/A | N/A | N/A | N/A | 9.4773 | N/A | N/A | 616.05 | 0.51192 | -0.03948 | -1.181% | 8442.26 | 475.997 | 3692.872 | 3.3434 | 112770.45 | 8145.57
Roof_0.25Ref | Roofing: Steep Sloped, 0.25 Ref. vs. 0.20 Ref |  | Roofing Upgrade: 0.25 vs. 0.20 Solar Reflectance (at roof replacement) | SDGE | SDGE | CZ14 | 1978-1991 | CARE | Mixed-fuel | Mixed-fuel | 458.32 | -12.613 | 1785.8911 | 2406.8139 | -1457.7639 | 147.1236 | N/A | N/A | 3402.4589 | 2851.8375 | 1.4137 | 1.1849 | N/A | N/A | N/A | N/A | N/A | N/A | N/A | N/A | 12.1387 | N/A | N/A | 949.05 | 0.39432 | -0.06034 | -1.805% | 8442.26 | 475.997 | 3692.872 | 3.3434 | 112770.45 | 7983.94
Ducts_R6 | New Ducts: R-6 |  | New Ducts: R-6 | SDGE | SDGE | CZ14 | 1978-1991 | CARE | Mixed-fuel | Mixed-fuel | 1571.49 | 46.408 | 4808.3746 | 4808.3746 | 10343.1254 | 711.5891 | N/A | N/A | 17811.8317 | 19594.4515 | 3.7043 | 4.0751 | N/A | N/A | N/A | N/A | N/A | N/A | N/A | N/A | 6.7572 | N/A | N/A | 15151.5 | 3.1511 | 0.34107 | 10.2% | 8442.26 | 475.997 | 3692.872 | 3.3434 | 112770.45 | 6870.77
Ducts_R8 | New Ducts: R-8 |  | New Ducts: R-8 | SDGE | SDGE | CZ14 | 1978-1991 | CARE | Mixed-fuel | Mixed-fuel | 1620.02 | 49.437 | 6311.1144 | 6311.1144 | 9506.3856 | 736.7236 | N/A | N/A | 18458.5943 | 20361.9786 | 2.9248 | 3.2264 | N/A | N/A | N/A | N/A | N/A | N/A | N/A | N/A | 8.5665 | N/A | N/A | 15817.5 | 2.5063 | 0.36084 | 10.79% | 8442.26 | 475.997 | 3692.872 | 3.3434 | 112770.45 | 6822.24
DuctSealing_10% | Duct Sealing: 10% |  | Duct Sealing: 10% | SDGE | SDGE | CZ14 | 1978-1991 | CARE | Mixed-fuel | Mixed-fuel | 1156.66 | 23.713 | 2589.5542 | 2589.5542 | 7367.1458 | 502.5044 | N/A | N/A | 12463.3965 | 13345.5645 | 4.813 | 5.1536 | N/A | N/A | N/A | N/A | N/A | N/A | N/A | N/A | 5.1533 | N/A | N/A | 9956.7 | 3.8449 | 0.19317 | 5.778% | 8442.26 | 475.997 | 3692.872 | 3.3434 | 112770.45 | 7285.6
HPWH | HPWH |  | 240V Fed. Min. HPWH | SDGE | SDGE | CZ14 | 1978-1991 | CARE | Mixed-fuel | Mixed-fuel | -1371.66 | 156.832 | 4332.0102 | 6553.7323 | 2836.8677 | -118.8976 | 158.2987 | N/A | -1017.226 | 5111.0228 | 0 | 0.77986 | 5692.1463 | 11763.1059 | 0.86854 | 1.7949 | N/A | N/A | N/A | N/A | -36.4348 | 27.3661 | N/A | 9390.6 | 1.4329 | 0.76613 | 23.28% | 8442.26 | 467.063 | 3674.1476 | 3.2912 | 111704.85 | 9813.92
HPWH_HighEfficiency | High Efficiency HPWH |  | 240V Market Std. NEEA HPWH | SDGE | SDGE | CZ14 | 1978-1991 | CARE | Mixed-fuel | Mixed-fuel | -1069.16 | 156.997 | 5192.8306 | 7967.0806 | 3554.7194 | -18.0871 | 236.8214 | N/A | 1424.9089 | 7539.1309 | 0.17885 | 0.94629 | 7594.8185 | 13656.3575 | 0.95327 | 1.7141 | N/A | N/A | N/A | N/A | -287.1015 | 21.9272 | N/A | 11521.8 | 1.4462 | 0.80033 | 24.32% | 8442.26 | 467.063 | 3674.1476 | 3.2912 | 111704.85 | 9511.42
HPWH_HighEfficiency_DR | High Efficiency HPWH with Demand Response |  | 240V Market Std. NEEA HPWH + DR | SDGE | SDGE | CZ14 | 1978-1991 | CARE | Mixed-fuel | Mixed-fuel | -872.41 | 157.055 | 5192.8306 | 7967.0806 | 5053.2194 | 52.6932 | 296.0042 | N/A | 3138.8363 | 9240.8356 | 0.39398 | 1.1599 | 9028.0359 | 15079.7491 | 1.1332 | 1.8928 | N/A | N/A | N/A | N/A | 98.5485 | 17.5431 | N/A | 13020.3 | 1.6343 | 0.83053 | 25.24% | 8442.26 | 467.063 | 3674.1476 | 3.2912 | 111704.85 | 9314.67
HPWH_120V | 120V HPWH |  | 120V Market Std. NEEA HPWH | SDGE | SDGE | CZ14 | 1978-1991 | CARE | Mixed-fuel | Mixed-fuel | -817.05 | 157.395 | 2892.8863 | 4272.7328 | 9480.1672 | 74.6126 | 308.3916 | N/A | 3673.6383 | 9785.0623 | 0.85979 | 2.2901 | 9332.1205 | 15395.2284 | 2.1841 | 3.6031 | N/A | N/A | N/A | N/A | 38.7721 | 9.3806 | N/A | 13752.9 | 3.2188 | 0.85502 | 25.98% | 8442.26 | 467.063 | 3674.1476 | 3.2912 | 111704.85 | 9259.31
HPWH_TankOutside | HPWH in Exterior Closet |  | 240V Fed. Min. HPWH, Exterior Closet | SDGE | SDGE | CZ14 | 1978-1991 | CARE | Mixed-fuel | Mixed-fuel | -1396.47 | 155.831 | 4751.0613 | 6972.7834 | 2084.8166 | -130.5505 | 148.8808 | N/A | -1311.8758 | 4777.4487 | 0 | 0.68516 | 5451.5927 | 11483.166 | 0.78184 | 1.6469 | N/A | N/A | N/A | N/A | -36.3925 | 31.9118 | N/A | 9057.6 | 1.299 | 0.75585 | 22.97% | 8442.26 | 467.063 | 3674.1476 | 3.2912 | 111704.85 | 9838.73
HPWH_TankInside_NotDucted | HPWH in interior closet, not ducted |  | 240V Fed. Min. HPWH, Interior Closet, Not Ducted | SDGE | SDGE | CZ14 | 1978-1991 | CARE | Mixed-fuel | Mixed-fuel | -727.03 | 126.697 | 4412.5691 | 6634.2911 | 3572.1589 | 41.3026 | 265.9629 | N/A | 2483.1223 | 7340.8679 | 0.37429 | 1.1065 | 7920.8922 | 12732.2062 | 1.1939 | 1.9192 | N/A | N/A | N/A | N/A | 106.8353 | 16.5909 | N/A | 10206.45 | 1.5384 | 0.66263 | 20.13% | 8442.26 | 467.063 | 3674.1476 | 3.2912 | 111704.85 | 9169.29
HPWH_TankInside_Ducted | HPWH in interior closet, ducted outside |  | 240V Fed. Min. HPWH, Interior Closet, Ducted | SDGE | SDGE | CZ14 | 1978-1991 | CARE | Mixed-fuel | Mixed-fuel | -1414.86 | 164.901 | 5491.8272 | 7713.5493 | 2576.1507 | -120.9853 | 157.7539 | N/A | -966.5108 | 5494.2978 | 0 | 0.71229 | 5780.2055 | 12183.4059 | 0.74936 | 1.5795 | N/A | N/A | N/A | N/A | -45.3925 | 34.8126 | N/A | 10289.7 | 1.334 | 0.81814 | 24.86% | 8442.26 | 467.063 | 3674.1476 | 3.2912 | 111704.85 | 9857.12
HPSH_9.5HSPF2_17SEER2 | New HPSH 9.5 HSPF2, 17 SEER2 |  | High Efficiency HPSH | SDGE | SDGE | CZ14 | 1978-1991 | CARE | Mixed-fuel | Mixed-fuel | -1844.86 | 236.273 | 4148.5785 | 7065.961 | 5488.139 | 24.0206 | 178.6098 | N/A | 3563.554 | 13341.3887 | 0.50433 | 1.8881 | 7305.2942 | 17051.1794 | 1.0339 | 2.4131 | N/A | N/A | N/A | N/A | 172.7095 | 23.2271 | N/A | 12554.1 | 1.7767 | 1.0045 | 32.61% | 6453.08 | 444.187 | 2828.07 | 3.0801 | 95404.5 | 8297.94
MSHP | Ducted MSHP 9.5 HSPF2, 16.5 SEER2 |  | High Eff MSHP | SDGE | SDGE | CZ14 | 1978-1991 | CARE | Mixed-fuel | Mixed-fuel | -1895.29 | 236.273 | 1421.1983 | 3229.8412 | 9024.5588 | 5.3071 | 163.44 | N/A | 3110.6057 | 12892.3081 | 0.96308 | 3.9916 | 6938.1188 | 16687.1392 | 2.1481 | 5.1666 | N/A | N/A | N/A | N/A | 267.7922 | 8.6955 | N/A | 12254.4 | 3.7941 | 1.0011 | 32.5% | 6453.08 | 444.187 | 2828.07 | 3.0801 | 95404.5 | 8348.37
PV_3kW | 3kW PV |  | 3kW PV | SDGE | SDGE | CZ14 | 1978-1991 | CARE | Mixed-fuel | Mixed-fuel | 5448.31 | 0 | 9608.1502 | 11574.2633 | 4443.0367 | 965.3198 | N/A | 767.203 | 23364.994 | 23165.4874 | 2.0187 | 2.0015 | N/A | N/A | N/A | N/A | 18569.6934 | 18411.1324 | 1.6044 | 1.5907 | 9.9533 | N/A | 12.5236 | 16017.3 | 1.3839 | 0.16118 | 4.821% | 8442.26 | 475.997 | 3692.872 | 3.3434 | 112770.45 | 2993.95
AE | All Electric |  | All Electric | SDGE | SDGE | CZ14 | 1978-1991 | CARE | All Electric | Mixed-fuel | -2932.94 | 475.997 | 6454.0357 | 9682.6042 | 24066.9458 | 184.544 | 571.4195 | N/A | 9910.7894 | 27731.4585 | 1.0236 | 2.864 | 19274.88 | 37015.592 | 1.9907 | 3.8229 | N/A | N/A | N/A | N/A | 34.9729 | 11.2947 | N/A | 33749.55 | 3.4856 | 2.1608 | 64.63% | 8442.26 | 475.997 | 3692.872 | 3.3434 | 112770.45 | 11375.2
VCHP_base | Base VCHP |  | Base VCHP | SDGE | SDGE | CZ14 | 1978-1991 | CARE | Mixed-fuel | Mixed-fuel | -1372.98 | 202.291 | 13336.3685 | 21679.367 | -8459.267 | 116.2794 | 181.2254 | N/A | 5365.8338 | 13711.4093 | 0.24751 | 0.63246 | 6937.8113 | 15269.9641 | 0.32002 | 0.70435 | N/A | N/A | N/A | N/A | 114.6924 | 73.59 | N/A | 13220.1 | 0.6098 | 0.86343 | 30.58% | 5677.24 | 410.205 | 2473.1001 | 2.8238 | 87762.15 | 7050.22
VCHP_Fujitsu48 | Fujitsu 48 VCHP |  | Fujitsu 48 VCHP | SDGE | SDGE | CZ14 | 1978-1991 | CARE | Mixed-fuel | Mixed-fuel | 280.12 | 202.291 | 17266.2712 | 28131.7248 | -2124.4248 | 612.6897 | 594.2391 | N/A | 17381.1511 | 25624.1314 | 0.61785 | 0.91086 | 16934.5644 | 25181.358 | 0.60197 | 0.89512 | N/A | N/A | N/A | N/A | 28.1811 | 29.0561 | N/A | 26007.3 | 0.92448 | 1.1046 | 39.12% | 5677.24 | 410.205 | 2473.1001 | 2.8238 | 87762.15 | 5397.12
HPWH_PV | HPWH + 3kW PV |  | 240V Fed. Min. HPWH + 3kW PV | SDGE | SDGE | CZ14 | 1978-1991 | CARE | Mixed-fuel | Mixed-fuel | 4076.65 | 156.832 | 13940.1604 | 18127.9956 | 9211.3044 | 969.8336 | N/A | 820.6907 | 25334.8691 | 31238.1054 | 1.3976 | 1.7232 | N/A | N/A | N/A | N/A | 21724.9532 | 27659.0135 | 1.1984 | 1.5258 | 14.3738 | N/A | 16.9859 | 27339.3 | 1.5081 | 0.92731 | 28.18% | 8442.26 | 467.063 | 3674.1476 | 3.2912 | 111704.85 | 4365.61
HPSH_PV | HPSH + 3kW PV |  | HPSH + 3kW PV | SDGE | SDGE | CZ14 | 1978-1991 | CARE | Mixed-fuel | Mixed-fuel | 2942.66 | 236.273 | 10780.1756 | 13753.1352 | 9473.6148 | 730.8629 | N/A | 771.0743 | 20672.2535 | 30304.0023 | 1.5031 | 2.2034 | N/A | N/A | N/A | N/A | 21645.5474 | 31268.9856 | 1.5739 | 2.2736 | 14.7499 | N/A | 13.9807 | 23226.75 | 1.6888 | 1.0734 | 34.85% | 6453.08 | 444.187 | 2828.07 | 3.0801 | 95404.5 | 3510.42
HPSH_RCV_300CFM | New HPSH |  | Heat Pump Space Heater | SCG | SCE | CZ15 | 1978-1991 | CARE | Mixed-fuel | Mixed-fuel | -182 | 18.904 | 1323.7175 | 2809.3951 | -2248.8451 | -106.3943 | -84.5249 | N/A | -2185.6931 | -1849.3377 | 0 | 0 | -1693.0546 | -1324.5211 | 0 | 0 | N/A | N/A | N/A | N/A | -12.4416 | -15.6607 | N/A | 560.55 | 0.19953 | 0.06479 | 3.612% | 10908.6 | 199.02 | 2804.5217 | 1.7935 | 92701.65 | 11090.6
DFHP_RCV_300CFM_35F | DFHP, Existing Furnace 35F |  | Dual Fuel Heat Pump (existing furnace) | SCG | SCE | CZ15 | 1978-1991 | CARE | Mixed-fuel | Mixed-fuel | -147.7 | 17.726 | 1906.2631 | 1373.5748 | -874.0748 | -101.1369 | -80.7564 | N/A | -2080.753 | -1768.1804 | 0 | 0 | -1621.6546 | -1279.0947 | 0 | 0 | N/A | N/A | N/A | N/A | -18.8484 | -23.6051 | N/A | 499.5 | 0.36365 | 0.06701 | 3.73% | 10908.6 | 199.505 | 2805.2329 | 1.7963 | 92601.75 | 11056.3
RaisedFloorInsulation_R19 | Raised Floor Insulation: R-19 |  | Raised Floor Insulation: R-19 | SCG | SCE | CZ15 | 1978-1991 | CARE | Mixed-fuel | Mixed-fuel | 878.3 | 6.804 | 3632.776 | 3632.776 | 3310.274 | 265.6302 | N/A | N/A | 6058.6906 | 6624.7683 | 1.6678 | 1.8236 | N/A | N/A | N/A | N/A | N/A | N/A | N/A | N/A | 13.6761 | N/A | N/A | 6943.05 | 1.9112 | 0.09386 | 4.301% | 17740.2 | 219.01 | 4821.7431 | 2.1822 | 136696.5 | 16861.9
RaisedFloorInsulation_R30 | Raised Floor Insulation: R-30vs0 |  | Raised Floor Insulation: R-30vsR0 | SCG | SCE | CZ15 | 1978-1991 | CARE | Mixed-fuel | Mixed-fuel | 1006.4 | 7.77 | 4112.6252 | 4112.6252 | 3812.7748 | 303.5447 | N/A | N/A | 6923.4394 | 7570.2384 | 1.6835 | 1.8407 | N/A | N/A | N/A | N/A | N/A | N/A | N/A | N/A | 13.5487 | N/A | N/A | 7925.4 | 1.9271 | 0.10719 | 4.912% | 17740.2 | 219.01 | 4821.7431 | 2.1822 | 136696.5 | 16733.8
AtticInsulation_R38 | Attic Insulation: R-38 |  | Attic Insulation: R-38 | SCG | SCE | CZ15 | 1978-1991 | CARE | Mixed-fuel | Mixed-fuel | 737.5 | 4.132 | 2555.3859 | 2555.3859 | 2156.5641 | 222.1024 | N/A | N/A | 5048.2864 | 5480.5117 | 1.9755 | 2.1447 | N/A | N/A | N/A | N/A | N/A | N/A | N/A | N/A | 11.5054 | N/A | N/A | 4711.95 | 1.8439 | 0.04551 | 2.272% | 16224 | 201.451 | 4355.0814 | 2.0028 | 124708.5 | 15486.5
AtticInsulation_R49 | Attic Insulation: R-49 |  | Attic Insulation: R-49 | SCG | SCE | CZ15 | 1978-1991 | CARE | Mixed-fuel | Mixed-fuel | 904.2 | 5.064 | 3611.6191 | 3611.6191 | 2149.2809 | 274.6702 | N/A | N/A | 6242.6264 | 6775.9769 | 1.7285 | 1.8762 | N/A | N/A | N/A | N/A | N/A | N/A | N/A | N/A | 13.1489 | N/A | N/A | 5760.9 | 1.5951 | 0.05572 | 2.782% | 16224 | 201.451 | 4355.0814 | 2.0028 | 124708.5 | 15319.8
Windows_0.28UFactor0.23SHGC | New Windows: 0.28 U-factor, 0.23 SHGC |  | Window Upgrade: 0.28 vs 0.30 U-factor | SCG | SCE | CZ15 | 1978-1991 | CARE | Mixed-fuel | Mixed-fuel | 2720.5 | 3.831 | 11462.7824 | 11462.7824 | 3888.5176 | 786.6022 | N/A | N/A | 17761.5192 | 19017.5782 | 1.5495 | 1.6591 | N/A | N/A | N/A | N/A | N/A | N/A | N/A | N/A | 14.5725 | N/A | N/A | 15351.3 | 1.3392 | 0.08569 | 4.279% | 16224 | 201.451 | 4355.0814 | 2.0028 | 124708.5 | 13503.5
Roof_RB | Roofing: Radiant Barrier |  | Radiant Barrier (at roof replacement) | SCG | SCE | CZ15 | 1978-1991 | CARE | Mixed-fuel | Mixed-fuel | 709.9 | 1.769 | 892.9455 | 892.9455 | 2969.8545 | 207.4869 | N/A | N/A | 4693.3186 | 5043.919 | 5.256 | 5.6486 | N/A | N/A | N/A | N/A | N/A | N/A | N/A | N/A | 4.3036 | N/A | N/A | 3862.8 | 4.3259 | 0.02008 | 1.003% | 16224 | 201.451 | 4355.0814 | 2.0028 | 124708.5 | 15514.1
Roof_0.20Ref | Roofing: Steep Sloped, 0.20 Ref. |  | 0.20 Solar Reflectance Cool Roof (at roof replacement) | SCG | SCE | CZ15 | 1978-1991 | CARE | Mixed-fuel | Mixed-fuel | 578.1 | -1.663 | 892.9455 | 1203.407 | 1776.943 | 164.7842 | N/A | N/A | 3693.9125 | 3894.1436 | 3.0695 | 3.2359 | N/A | N/A | N/A | N/A | N/A | N/A | N/A | N/A | 5.4189 | N/A | N/A | 2980.35 | 2.4766 | 0.00577 | 0.2881% | 16224 | 201.451 | 4355.0814 | 2.0028 | 124708.5 | 15645.9
Roof_0.25Ref | Roofing: Steep Sloped, 0.25 Ref. vs. 0.20 Ref |  | Roofing Upgrade: 0.25 vs. 0.20 Solar Reflectance (at roof replacement) | SCG | SCE | CZ15 | 1978-1991 | CARE | Mixed-fuel | Mixed-fuel | 839 | -2.547 | 1785.8911 | 2406.8139 | 1922.1861 | 239.0873 | N/A | N/A | 5358.0907 | 5645.2206 | 2.2262 | 2.3455 | N/A | N/A | N/A | N/A | N/A | N/A | N/A | N/A | 7.4696 | N/A | N/A | 4329 | 1.7986 | 0.00798 | 0.3984% | 16224 | 201.451 | 4355.0814 | 2.0028 | 124708.5 | 15385
Ducts_R6 | New Ducts: R-6 |  | New Ducts: R-6 | SCG | SCE | CZ15 | 1978-1991 | CARE | Mixed-fuel | Mixed-fuel | 3720.1 | 4.218 | 4808.3746 | 4808.3746 | 17452.6754 | 1096.5741 | N/A | N/A | 24748.8391 | 26472.1526 | 5.147 | 5.5054 | N/A | N/A | N/A | N/A | N/A | N/A | N/A | N/A | 4.3849 | N/A | N/A | 22261.05 | 4.6296 | 0.15146 | 7.562% | 16224 | 201.451 | 4355.0814 | 2.0028 | 124708.5 | 12503.9
Ducts_R8 | New Ducts: R-8 |  | New Ducts: R-8 | SCG | SCE | CZ15 | 1978-1991 | CARE | Mixed-fuel | Mixed-fuel | 3812.5 | 4.572 | 6311.1144 | 6311.1144 | 16499.3856 | 1124.2808 | N/A | N/A | 25376.9201 | 27150.2305 | 4.021 | 4.302 | N/A | N/A | N/A | N/A | N/A | N/A | N/A | N/A | 5.6135 | N/A | N/A | 22810.5 | 3.6143 | 0.15606 | 7.792% | 16224 | 201.451 | 4355.0814 | 2.0028 | 124708.5 | 12411.5
DuctSealing_10% | Duct Sealing: 10% |  | Duct Sealing: 10% | SCG | SCE | CZ15 | 1978-1991 | CARE | Mixed-fuel | Mixed-fuel | 2875.1 | 1.782 | 2589.5542 | 2589.5542 | 14626.5458 | 845.1963 | N/A | N/A | 19059.0628 | 20349.0816 | 7.36 | 7.8581 | N/A | N/A | N/A | N/A | N/A | N/A | N/A | N/A | 3.0638 | N/A | N/A | 17216.1 | 6.6483 | 0.11401 | 5.693% | 16224 | 201.451 | 4355.0814 | 2.0028 | 124708.5 | 13348.9
HPWH | HPWH |  | 240V Fed. Min. HPWH | SCG | SCE | CZ15 | 1978-1991 | CARE | Mixed-fuel | Mixed-fuel | -682.3 | 128.5467 | 4332.0102 | 6553.7323 | 4335.3677 | -19.5732 | 160.5007 | N/A | 843.8733 | 3816.6054 | 0.12876 | 0.58236 | 4900.2834 | 8137.9718 | 0.74771 | 1.2417 | N/A | N/A | N/A | N/A | -221.3232 | 26.9906 | N/A | 10889.1 | 1.6615 | 0.68361 | 35.02% | 16224 | 192.794 | 4343.3142 | 1.9522 | 123659.55 | 16906.3
HPWH_HighEfficiency | High Efficiency HPWH |  | 240V Market Std. NEEA HPWH | SCG | SCE | CZ15 | 1978-1991 | CARE | Mixed-fuel | Mixed-fuel | -563.6 | 128.5816 | 5192.8306 | 7967.0806 | 3787.8194 | 14.4876 | 186.9888 | N/A | 1611.5211 | 4635.2586 | 0.20227 | 0.5818 | 5497.3449 | 8774.8963 | 0.69001 | 1.1014 | N/A | N/A | N/A | N/A | 358.432 | 27.7708 | N/A | 11754.9 | 1.4754 | 0.69822 | 35.77% | 16224 | 192.794 | 4343.3142 | 1.9522 | 123659.55 | 16787.6
HPWH_HighEfficiency_DR | High Efficiency HPWH with Demand Response |  | 240V Market Std. NEEA HPWH + DR | SCG | SCE | CZ15 | 1978-1991 | CARE | Mixed-fuel | Mixed-fuel | -479.9 | 128.5963 | 5192.8306 | 7967.0806 | 4553.7194 | 44.023 | 216.3595 | N/A | 2277.0068 | 5344.5801 | 0.2858 | 0.67083 | 6159.1207 | 9480.2657 | 0.77307 | 1.1899 | N/A | N/A | N/A | N/A | 117.9573 | 24.0009 | N/A | 12520.8 | 1.5716 | 0.71598 | 36.68% | 16224 | 192.794 | 4343.3142 | 1.9522 | 123659.55 | 16703.9
HPWH_120V | 120V HPWH |  | 120V Market Std. NEEA HPWH | SCG | SCE | CZ15 | 1978-1991 | CARE | Mixed-fuel | Mixed-fuel | -555.2 | 128.6806 | 2892.8863 | 4272.7328 | 7715.2672 | 23.2764 | 202.1363 | N/A | 1810.5815 | 4849.7774 | 0.42375 | 1.1351 | 5839.6432 | 9142.0091 | 1.3667 | 2.1396 | N/A | N/A | N/A | N/A | 124.2841 | 14.3116 | N/A | 11988 | 2.8057 | 0.70716 | 36.22% | 16224 | 192.794 | 4343.3142 | 1.9522 | 123659.55 | 16779.2
HPWH_TankOutside | HPWH in Exterior Closet |  | 240V Fed. Min. HPWH, Exterior Closet | SCG | SCE | CZ15 | 1978-1991 | CARE | Mixed-fuel | Mixed-fuel | -692.1 | 128.3101 | 4751.0613 | 6972.7834 | 3816.4166 | -22.9314 | 157.584 | N/A | 765.6443 | 3727.4019 | 0.1098 | 0.53456 | 4831.9971 | 8059.3604 | 0.69298 | 1.1558 | N/A | N/A | N/A | N/A | -207.1862 | 30.1494 | N/A | 10789.2 | 1.5473 | 0.67998 | 34.83% | 16224 | 192.794 | 4343.3142 | 1.9522 | 123659.55 | 16916.1
HPWH_TankInside_NotDucted | HPWH in interior closet, not ducted |  | 240V Fed. Min. HPWH, Interior Closet, Not Ducted | SCG | SCE | CZ15 | 1978-1991 | CARE | Mixed-fuel | Mixed-fuel | -278.7 | 122.6613 | 4412.5691 | 6634.2911 | 6102.9589 | 84.6227 | 241.3122 | N/A | 3127.7875 | 6106.0877 | 0.47146 | 0.92038 | 6657.4313 | 9866.2806 | 1.0035 | 1.4872 | N/A | N/A | N/A | N/A | 52.144 | 18.2857 | N/A | 12737.25 | 1.9199 | 0.67509 | 34.58% | 16224 | 192.794 | 4343.3142 | 1.9522 | 123659.55 | 16502.7
HPWH_TankInside_Ducted | HPWH in interior closet, ducted outside |  | 240V Fed. Min. HPWH, Interior Closet, Ducted | SCG | SCE | CZ15 | 1978-1991 | CARE | Mixed-fuel | Mixed-fuel | -836 | 130.3832 | 5491.8272 | 7713.5493 | 2526.2007 | -59.4845 | 128.7526 | N/A | -35.2225 | 2925.4129 | 0 | 0.37926 | 4205.0739 | 7442.6767 | 0.54515 | 0.96488 | N/A | N/A | N/A | N/A | -92.3237 | 42.6541 | N/A | 10239.75 | 1.3275 | 0.68972 | 35.33% | 16224 | 192.794 | 4343.3142 | 1.9522 | 123659.55 | 17060
HPSH_9.5HSPF2_17SEER2 | New HPSH 9.5 HSPF2, 17 SEER2 |  | High Efficiency HPSH | SCG | SCE | CZ15 | 1978-1991 | CARE | Mixed-fuel | Mixed-fuel | 424.9 | 18.904 | 4346.127 | 7771.7742 | -3431.6742 | 66.0691 | 62.2272 | N/A | 1699.2798 | 2289.3936 | 0.21865 | 0.29458 | 1612.7349 | 2197.1957 | 0.20751 | 0.28271 | N/A | N/A | N/A | N/A | 65.7815 | 69.8429 | N/A | 4340.1 | 0.55844 | 0.09737 | 5.429% | 10908.6 | 199.02 | 2804.5217 | 1.7935 | 92701.65 | 10483.7
MSHP | Ducted MSHP 9.5 HSPF2, 16.5 SEER2 |  | High Eff MSHP | SCG | SCE | CZ15 | 1978-1991 | CARE | Mixed-fuel | Mixed-fuel | 339.8 | 18.904 | 1400.8662 | 3577.9245 | 312.6255 | 42.4916 | 43.007 | N/A | 1168.1654 | 1723.5879 | 0.32649 | 0.48173 | 1179.7749 | 1735.9557 | 0.32974 | 0.48519 | N/A | N/A | N/A | N/A | 32.968 | 32.573 | N/A | 3890.55 | 1.0874 | 0.09506 | 5.3% | 10908.6 | 199.02 | 2804.5217 | 1.7935 | 92701.65 | 10568.8
PV_3kW | 3kW PV |  | 3kW PV | SCG | SCE | CZ15 | 1978-1991 | CARE | Mixed-fuel | Mixed-fuel | 5053 | 0 | 9608.1502 | 11574.2633 | 8272.5367 | 1039.2743 | N/A | 951.2156 | 23411.0656 | 24940.228 | 2.0227 | 2.1548 | N/A | N/A | N/A | N/A | 21427.4235 | 22827.0185 | 1.8513 | 1.9722 | 9.2451 | N/A | 10.1009 | 19846.8 | 1.7147 | 0.15187 | 7.583% | 16224 | 201.451 | 4355.0814 | 2.0028 | 124708.5 | 11171
AE | All Electric |  | All Electric | SCG | SCE | CZ15 | 1978-1991 | CARE | All Electric | Mixed-fuel | 3421.2 | 201.451 | 6605.7277 | 10313.1274 | 32727.1226 | 1242.1832 | 1303.8385 | N/A | 29998.121 | 36536.2374 | 2.9087 | 3.5427 | 31386.9917 | 38015.8264 | 3.0434 | 3.6862 | N/A | N/A | N/A | N/A | 5.3178 | 5.0664 | N/A | 43040.25 | 4.1733 | 1.1804 | 58.94% | 16224 | 201.451 | 4355.0814 | 2.0028 | 124708.5 | 12802.8
VCHP_base | Base VCHP |  | Base VCHP | SCG | SCE | CZ15 | 1978-1991 | CARE | Mixed-fuel | Mixed-fuel | 953.14 | 14.72 | 17846.9586 | 29085.1332 | -22175.3832 | 224.3959 | 145.5321 | N/A | 5219.1748 | 5933.3059 | 0.17944 | 0.204 | 3442.6602 | 4040.753 | 0.11836 | 0.13893 | N/A | N/A | N/A | N/A | 79.5333 | 122.6325 | N/A | 6909.75 | 0.23757 | 0.08718 | 5.069% | 9576.85 | 194.836 | 2417.0787 | 1.7197 | 84415.5 | 8623.71
VCHP_Fujitsu48 | Fujitsu 48 VCHP |  | Fujitsu 48 VCHP | SCG | SCE | CZ15 | 1978-1991 | CARE | Mixed-fuel | Mixed-fuel | 1820.6 | 14.72 | 22122.6983 | 36105.3076 | -23151.6076 | 446.169 | 325.1355 | N/A | 10214.9145 | 11255.357 | 0.28292 | 0.31174 | 7488.4707 | 8350.8275 | 0.20741 | 0.23129 | N/A | N/A | N/A | N/A | 49.5837 | 68.0415 | N/A | 12953.7 | 0.35878 | 0.15804 | 9.19% | 9576.85 | 194.836 | 2417.0787 | 1.7197 | 84415.5 | 7756.25
HPWH_PV | HPWH + 3kW PV |  | 240V Fed. Min. HPWH + 3kW PV | SCG | SCE | CZ15 | 1978-1991 | CARE | Mixed-fuel | Mixed-fuel | 4370.7 | 128.5467 | 13940.1604 | 18127.9956 | 13507.0044 | 1062.4812 | N/A | 991.3632 | 25218.6206 | 29783.4608 | 1.3911 | 1.643 | N/A | N/A | N/A | N/A | 23616.5905 | 28076.7894 | 1.3028 | 1.5488 | 13.1204 | N/A | 14.0616 | 31635 | 1.7451 | 0.83548 | 42.8% | 16224 | 192.794 | 4343.3142 | 1.9522 | 123659.55 | 11853.3
HPSH_PV | HPSH + 3kW PV |  | HPSH + 3kW PV | SCG | SCE | CZ15 | 1978-1991 | CARE | Mixed-fuel | Mixed-fuel | 4871.05 | 18.904 | 10931.8677 | 14383.6584 | 5390.9916 | 876.2378 | N/A | 718.0243 | 19949.4313 | 21731.6073 | 1.387 | 1.5109 | N/A | N/A | N/A | N/A | 16385.4571 | 17934.8416 | 1.1392 | 1.2469 | 12.4759 | N/A | 15.2249 | 19774.65 | 1.3748 | 0.21666 | 12.08% | 10908.6 | 199.02 | 2804.5217 | 1.7935 | 92701.65 | 6037.55
HPSH_RCV_300CFM | New HPSH |  | Heat Pump Space Heater | PGE | PGE | CZ16 | 1978-1991 | CARE | Mixed-fuel | Mixed-fuel | -6401.45 | 629.869 | 2724.9107 | 4081.7309 | 19777.7191 | -382.3953 | -193.5176 | N/A | -199.0509 | 20298.449 | 0 | 4.973 | 4107.0579 | 24831.0863 | 1.0062 | 6.0835 | N/A | N/A | N/A | N/A | -7.1259 | -14.0809 | N/A | 23859.45 | 5.8454 | 2.7425 | 50.12% | 4594.75 | 859.577 | 2487.9608 | 5.4715 | 133449.75 | 10996.2
DFHP_RCV_300CFM_35F | DFHP, Existing Furnace 35F |  | Dual Fuel Heat Pump (existing furnace) | PGE | PGE | CZ16 | 1978-1991 | CARE | Mixed-fuel | Mixed-fuel | -2965.96 | 300.157 | 2397.0371 | 2340.5132 | 12844.2868 | -55.48 | -90.1996 | N/A | 2982.2518 | 13363.3498 | 1.2742 | 5.7096 | 2190.7018 | 12530.1593 | 0.93599 | 5.3536 | N/A | N/A | N/A | N/A | -43.2054 | -26.5748 | N/A | 15184.8 | 6.4878 | 1.3595 | 24.42% | 4594.75 | 875.727 | 2519.8441 | 5.5659 | 129992.1 | 7560.71
RaisedFloorInsulation_R19 | Raised Floor Insulation: R-19 |  | Raised Floor Insulation: R-19 | PGE | PGE | CZ16 | 1978-1991 | CARE | Mixed-fuel | Mixed-fuel | -251.74 | 176.676 | 3632.776 | 3632.776 | 17146.424 | 260.0437 | N/A | N/A | 8475.0896 | 15051.2378 | 2.333 | 4.1432 | N/A | N/A | N/A | N/A | N/A | N/A | N/A | N/A | 13.9699 | N/A | N/A | 20779.2 | 5.7199 | 1.0352 | 17.27% | 4949.21 | 944.548 | 2767.035 | 5.9932 | 150332.85 | 5200.95
RaisedFloorInsulation_R30 | Raised Floor Insulation: R-30vs0 |  | Raised Floor Insulation: R-30vsR0 | PGE | PGE | CZ16 | 1978-1991 | CARE | Mixed-fuel | Mixed-fuel | -308.22 | 202.84 | 4112.6252 | 4112.6252 | 19646.9248 | 292.9722 | N/A | N/A | 9602.9341 | 17146.288 | 2.335 | 4.1692 | N/A | N/A | N/A | N/A | N/A | N/A | N/A | N/A | 14.0376 | N/A | N/A | 23759.55 | 5.7772 | 1.188 | 19.82% | 4949.21 | 944.548 | 2767.035 | 5.9932 | 150332.85 | 5257.43
AtticInsulation_R38 | Attic Insulation: R-38 |  | Attic Insulation: R-38 | PGE | PGE | CZ16 | 1978-1991 | CARE | Mixed-fuel | Mixed-fuel | 180.09 | 30.064 | 2555.3859 | 2555.3859 | 2289.7641 | 116.3267 | N/A | N/A | 3091.3524 | 4311.4987 | 1.2097 | 1.6872 | N/A | N/A | N/A | N/A | N/A | N/A | N/A | N/A | 21.9673 | N/A | N/A | 4845.15 | 1.8961 | 0.18771 | 3.132% | 4949.21 | 944.548 | 2767.035 | 5.9932 | 150332.85 | 4769.12
AtticInsulation_R49 | Attic Insulation: R-49 |  | Attic Insulation: R-49 | PGE | PGE | CZ16 | 1978-1991 | CARE | Mixed-fuel | Mixed-fuel | 222.77 | 37.101 | 3611.6191 | 3611.6191 | 2382.3809 | 143.5204 | N/A | N/A | 3814.0197 | 5319.4033 | 1.056 | 1.4729 | N/A | N/A | N/A | N/A | N/A | N/A | N/A | N/A | 25.1645 | N/A | N/A | 5994 | 1.6596 | 0.23222 | 3.875% | 4949.21 | 944.548 | 2767.035 | 5.9932 | 150332.85 | 4726.44
Windows_0.28UFactor0.35SHGC | New Windows: 0.28 U-factor, 0.35 SHGC |  | Window Upgrade: 0.28 vs 0.30 U-factor | PGE | PGE | CZ16 | 1978-1991 | CARE | Mixed-fuel | Mixed-fuel | 294.61 | 93.891 | 11871.2871 | 11871.2871 | 1698.4629 | 274.6391 | N/A | N/A | 7621.5024 | 11296.8314 | 0.64201 | 0.95161 | N/A | N/A | N/A | N/A | N/A | N/A | N/A | N/A | 43.225 | N/A | N/A | 13569.75 | 1.1431 | 0.57275 | 9.557% | 4949.21 | 944.548 | 2767.035 | 5.9932 | 150332.85 | 4654.6
Roof_RB | Roofing: Radiant Barrier |  | Radiant Barrier (at roof replacement) | PGE | PGE | CZ16 | 1978-1991 | CARE | Mixed-fuel | Mixed-fuel | 152.24 | 20.411 | 892.9455 | 892.9455 | 2570.2545 | 87.5118 | N/A | N/A | 2291.6326 | 3125.9733 | 2.5664 | 3.5007 | N/A | N/A | N/A | N/A | N/A | N/A | N/A | N/A | 10.2037 | N/A | N/A | 3463.2 | 3.8784 | 0.12934 | 2.158% | 4949.21 | 944.548 | 2767.035 | 5.9932 | 150332.85 | 4796.97
Roof_0.20Ref | Roofing: Steep Sloped, 0.20 Ref. |  | 0.20 Solar Reflectance Cool Roof (at roof replacement) | PGE | PGE | CZ16 | 1978-1991 | CARE | Mixed-fuel | Mixed-fuel | 121.09 | -14.502 | 892.9455 | 1203.407 | -2302.307 | 10.5577 | N/A | N/A | 34.2086 | -461.0826 | 0.028426 | 0 | N/A | N/A | N/A | N/A | N/A | N/A | N/A | N/A | 84.5777 | N/A | N/A | -1098.9 | 0 | -0.07872 | -1.313% | 4949.21 | 944.548 | 2767.035 | 5.9932 | 150332.85 | 4828.12
Roof_0.25Ref | Roofing: Steep Sloped, 0.25 Ref. |  | 0.25 Solar Reflectance Cool Roof (at roof replacement) | PGE | PGE | CZ16 | 1978-1991 | CARE | Mixed-fuel | Mixed-fuel | 175.6 | -21.969 | 1785.8911 | 2406.8139 | -4121.7639 | 13.8205 | N/A | N/A | 2.31 | -750.524 | 0.00095979 | 0 | N/A | N/A | N/A | N/A | N/A | N/A | N/A | N/A | 129.2203 | N/A | N/A | -1714.95 | 0 | -0.11998 | -2.002% | 4949.21 | 944.548 | 2767.035 | 5.9932 | 150332.85 | 4773.61
Ducts_R6 | New Ducts: R-6 |  | New Ducts: R-6 | PGE | PGE | CZ16 | 1978-1991 | CARE | Mixed-fuel | Mixed-fuel | 465.53 | 110.443 | 4808.3746 | 4808.3746 | 12091.3754 | 353.4036 | N/A | N/A | 9657.4053 | 14018.0748 | 2.0085 | 2.9153 | N/A | N/A | N/A | N/A | N/A | N/A | N/A | N/A | 13.6059 | N/A | N/A | 16899.75 | 3.5146 | 0.69151 | 11.54% | 4949.21 | 944.548 | 2767.035 | 5.9932 | 150332.85 | 4483.68
Ducts_R8 | New Ducts: R-8 |  | New Ducts: R-8 | PGE | PGE | CZ16 | 1978-1991 | CARE | Mixed-fuel | Mixed-fuel | 482.77 | 116.105 | 6311.1144 | 6311.1144 | 11387.8356 | 369.7102 | N/A | N/A | 10111.235 | 14693.3384 | 1.6021 | 2.3282 | N/A | N/A | N/A | N/A | N/A | N/A | N/A | N/A | 17.0704 | N/A | N/A | 17698.95 | 2.8044 | 0.726 | 12.11% | 4949.21 | 944.548 | 2767.035 | 5.9932 | 150332.85 | 4466.44
DuctSealing_10% | Duct Sealing: 10% |  | Duct Sealing: 10% | PGE | PGE | CZ16 | 1978-1991 | CARE | Mixed-fuel | Mixed-fuel | 334.85 | 63.396 | 2589.5542 | 2589.5542 | 7583.5958 | 221.4983 | N/A | N/A | 5968.3123 | 8493.4387 | 2.3048 | 3.2799 | N/A | N/A | N/A | N/A | N/A | N/A | N/A | N/A | 11.6911 | N/A | N/A | 10173.15 | 3.9285 | 0.40587 | 6.772% | 4949.21 | 944.548 | 2767.035 | 5.9932 | 150332.85 | 4614.36
HPWH | HPWH |  | 240V Fed. Min. HPWH | PGE | PGE | CZ16 | 1978-1991 | CARE | Mixed-fuel | Mixed-fuel | -1551.3 | 179.13 | 4332.0102 | 6553.7323 | 4202.1677 | -97.6403 | -78.8839 | N/A | 187.5319 | 6007.6794 | 0.028615 | 0.91668 | 615.1479 | 6457.7907 | 0.093862 | 0.98536 | N/A | N/A | N/A | N/A | -44.367 | -54.9163 | N/A | 10755.9 | 1.6412 | 0.89415 | 15.06% | 4949.21 | 935.297 | 2749.8615 | 5.9391 | 149217.3 | 6500.51
HPWH_HighEfficiency | High Efficiency HPWH |  | 240V Market Std. NEEA HPWH | PGE | PGE | CZ16 | 1978-1991 | CARE | Mixed-fuel | Mixed-fuel | -1341.12 | 179.377 | 5192.8306 | 7967.0806 | 4120.8194 | -38.4756 | -32.4638 | N/A | 1539.9502 | 7439.8114 | 0.19329 | 0.93382 | 1677.0113 | 7584.0828 | 0.21049 | 0.95193 | N/A | N/A | N/A | N/A | -134.9642 | -159.9578 | N/A | 12087.9 | 1.5172 | 0.91275 | 15.37% | 4949.21 | 935.297 | 2749.8615 | 5.9391 | 149217.3 | 6290.33
HPWH_HighEfficiency_DR | High Efficiency HPWH with Demand Response |  | 240V Market Std. NEEA HPWH + DR | PGE | PGE | CZ16 | 1978-1991 | CARE | Mixed-fuel | Mixed-fuel | -1155.21 | 179.488 | 5192.8306 | 7967.0806 | 5669.2694 | 14.2168 | 8.9992 | N/A | 2742.8375 | 8709.7955 | 0.34427 | 1.0932 | 2623.886 | 8584.5864 | 0.32934 | 1.0775 | N/A | N/A | N/A | N/A | 365.2613 | 577.0315 | N/A | 13636.35 | 1.7116 | 0.93796 | 15.79% | 4949.21 | 935.297 | 2749.8615 | 5.9391 | 149217.3 | 6104.42
HPWH_120V | 120V HPWH |  | 120V Market Std. NEEA HPWH | PGE | PGE | CZ16 | 1978-1991 | CARE | Mixed-fuel | Mixed-fuel | -989.29 | 179.549 | 2892.8863 | 4272.7328 | 10678.9672 | 57.1771 | 39.723 | N/A | 3723.0375 | 9743.4208 | 0.87135 | 2.2804 | 3325.1124 | 9324.5622 | 0.77822 | 2.1823 | N/A | N/A | N/A | N/A | 50.5952 | 72.8264 | N/A | 14951.7 | 3.4993 | 0.96385 | 16.23% | 4949.21 | 935.297 | 2749.8615 | 5.9391 | 149217.3 | 5938.5
HPWH_TankOutside | HPWH in Exterior Closet |  | 240V Fed. Min. HPWH, Exterior Closet | PGE | PGE | CZ16 | 1978-1991 | CARE | Mixed-fuel | Mixed-fuel | -1583.2 | 177.308 | 4751.0613 | 6972.7834 | 3316.9166 | -109.9315 | -89.1921 | N/A | -118.8769 | 5622.1084 | 0 | 0.80629 | 353.9486 | 6119.8074 | 0.050761 | 0.87767 | N/A | N/A | N/A | N/A | -43.2184 | -53.2677 | N/A | 10289.7 | 1.4757 | 0.88045 | 14.82% | 4949.21 | 935.297 | 2749.8615 | 5.9391 | 149217.3 | 6532.41
HPWH_TankInside_NotDucted | HPWH in interior closet, not ducted |  | 240V Fed. Min. HPWH, Interior Closet, Not Ducted | PGE | PGE | CZ16 | 1978-1991 | CARE | Mixed-fuel | Mixed-fuel | -803.27 | 138.3 | 4412.5691 | 6634.2911 | 4354.7089 | 31.9813 | 5.9811 | N/A | 2559.5905 | 7100.7944 | 0.38581 | 1.0703 | 1966.8289 | 6476.8498 | 0.29646 | 0.97627 | N/A | N/A | N/A | N/A | 137.9735 | 737.7488 | N/A | 10989 | 1.6564 | 0.73631 | 12.4% | 4949.21 | 935.297 | 2749.8615 | 5.9391 | 149217.3 | 5752.48
HPWH_TankInside_Ducted | HPWH in interior closet, ducted outside |  | 240V Fed. Min. HPWH, Interior Closet, Ducted | PGE | PGE | CZ16 | 1978-1991 | CARE | Mixed-fuel | Mixed-fuel | -1497.82 | 191.038 | 5491.8272 | 7713.5493 | 4907.1507 | -62.2416 | -48.9432 | N/A | 1165.079 | 7447.1381 | 0.15104 | 0.96546 | 1468.2618 | 7766.2702 | 0.19035 | 1.0068 | N/A | N/A | N/A | N/A | -88.234 | -112.2082 | N/A | 12620.7 | 1.6362 | 0.9731 | 16.38% | 4949.21 | 935.297 | 2749.8615 | 5.9391 | 149217.3 | 6447.03
HPSH_9.5HSPF2_17SEER2 | New HPSH 9.5 HSPF2, 17 SEER2 |  | High Efficiency HPSH | PGE | PGE | CZ16 | 1978-1991 | CARE | Mixed-fuel | Mixed-fuel | -5233.06 | 629.869 | 5701.4637 | 8968.82 | 23948.23 | -70.8256 | 45.0469 | N/A | 6904.2394 | 27775.4172 | 0.7698 | 3.0969 | 9545.946 | 30556.0941 | 1.0643 | 3.4069 | N/A | N/A | N/A | N/A | -80.5001 | 126.5673 | N/A | 32917.05 | 3.6702 | 2.9088 | 53.16% | 4594.75 | 859.577 | 2487.9608 | 5.4715 | 133449.75 | 9827.81
MSHP | Ducted MSHP 9.5 HSPF2, 16.5 SEER2 |  | High Eff MSHP | PGE | PGE | CZ16 | 1978-1991 | CARE | Mixed-fuel | Mixed-fuel | -5271.17 | 629.869 | 2155.1411 | 4313.7578 | 28386.8422 | -83.351 | 32.7231 | N/A | 6618.6808 | 27474.8364 | 1.5343 | 6.3691 | 9264.9837 | 30260.3514 | 2.1478 | 7.0148 | N/A | N/A | N/A | N/A | -25.8562 | 65.8599 | N/A | 32700.6 | 7.5805 | 2.907 | 53.13% | 4594.75 | 859.577 | 2487.9608 | 5.4715 | 133449.75 | 9865.92
PV_3kW | 3kW PV |  | 3kW PV | PGE | PGE | CZ16 | 1978-1991 | CARE | Mixed-fuel | Mixed-fuel | 4949.2101 | 0 | 9608.1502 | 11574.2633 | -1018.1633 | 638.7468 | N/A | 507.3237 | 14562.4009 | 15328.4748 | 1.2582 | 1.3244 | N/A | N/A | N/A | N/A | 11566.1671 | 12174.6203 | 0.9993 | 1.0519 | 15.0422 | N/A | 18.9389 | 10556.1 | 0.91203 | 0.12675 | 2.115% | 4949.21 | 944.548 | 2767.035 | 5.9932 | 150332.85 | -8.9302e-05
AE | All Electric |  | All Electric | PGE | PGE | CZ16 | 1978-1991 | CARE | All Electric | Mixed-fuel | -8648.99 | 944.548 | 8006.9209 | 11585.4632 | 39180.3868 | -496.6129 | -166.6253 | N/A | 744.1533 | 29830.5288 | 0.064232 | 2.5748 | 8267.3408 | 37749.4832 | 0.7136 | 3.2583 | N/A | N/A | N/A | N/A | -16.1231 | -48.0535 | N/A | 50765.85 | 4.3819 | 4.3747 | 72.99% | 4949.21 | 944.548 | 2767.035 | 5.9932 | 150332.85 | 13598.2
VCHP_base | Base VCHP |  | Base VCHP | PGE | PGE | CZ16 | 1978-1991 | CARE | Mixed-fuel | Mixed-fuel | -4797.39 | 571.65 | 13336.3685 | 21679.367 | 11953.633 | -65.6055 | -19.3938 | N/A | 6178.666 | 24978.4792 | 0.285 | 1.1522 | 7232.2191 | 26087.4558 | 0.3336 | 1.2033 | N/A | N/A | N/A | N/A | -203.2813 | -687.6625 | N/A | 33633 | 1.5514 | 2.6489 | 52.52% | 3862.89 | 801.358 | 2180.9764 | 5.0441 | 125058.15 | 8660.28
VCHP_Fujitsu48 | Fujitsu 48 VCHP |  | Fujitsu 48 VCHP | PGE | PGE | CZ16 | 1978-1991 | CARE | Mixed-fuel | Mixed-fuel | -1859.03 | 571.65 | 17266.2712 | 28131.7248 | 28045.3752 | 669.2237 | 576.2385 | N/A | 22931.5912 | 42612.7138 | 0.81515 | 1.5148 | 20811.6796 | 40381.2815 | 0.73979 | 1.4354 | N/A | N/A | N/A | N/A | 25.8004 | 29.9638 | N/A | 56177.1 | 1.9969 | 3.0485 | 60.44% | 3862.89 | 801.358 | 2180.9764 | 5.0441 | 125058.15 | 5721.92
HPWH_PV | HPWH + 3kW PV |  | 240V Fed. Min. HPWH + 3kW PV | PGE | PGE | CZ16 | 1978-1991 | CARE | Mixed-fuel | Mixed-fuel | 3403.88 | 179.13 | 13940.1604 | 18127.9956 | 5398.4544 | 661.6012 | N/A | 573.6096 | 17497.0177 | 24227.7531 | 0.96519 | 1.3365 | N/A | N/A | N/A | N/A | 15490.9508 | 22116.1544 | 0.85453 | 1.22 | 21.0703 | N/A | 24.3025 | 23526.45 | 1.2978 | 1.021 | 17.19% | 4949.21 | 935.297 | 2749.8615 | 5.9391 | 149217.3 | 1545.33
HPSH_PV | HPSH + 3kW PV |  | HPSH + 3kW PV | PGE | PGE | CZ16 | 1978-1991 | CARE | Mixed-fuel | Mixed-fuel | -1446.29 | 629.869 | 12333.0609 | 15655.9942 | 19808.5058 | 294.9864 | N/A | 419.8975 | 15244.1654 | 36554.0757 | 0.9737 | 2.3348 | N/A | N/A | N/A | N/A | 18091.9371 | 39551.6581 | 1.1556 | 2.5263 | 41.8089 | N/A | 29.3716 | 35464.5 | 2.2652 | 2.8694 | 52.44% | 4594.75 | 859.577 | 2487.9608 | 5.4715 | 133449.75 | 6041.04
HPSH_RCV_300CFM | New HPSH |  | Heat Pump Space Heater | PGE | PGE | CZ01 | 1992-2010 | CARE | Mixed-fuel | Mixed-fuel | -2843.16 | 304.746 | 4041.1043 | 5555.6376 | 8102.9124 | -54.3824 | -58.7808 | N/A | 2861.8835 | 12886.6442 | 0.51513 | 2.3196 | 2761.6081 | 12781.0937 | 0.49708 | 2.3006 | N/A | N/A | N/A | N/A | -74.309 | -68.7487 | N/A | 13658.55 | 2.4585 | 1.3535 | 38.52% | 3755.56 | 537.96 | 1702.6571 | 3.514 | 89832.3 | 6598.72
DFHP_RCV_300CFM_35F | DFHP, Existing Furnace 35F |  | Dual Fuel Heat Pump (existing furnace) | PGE | PGE | CZ01 | 1992-2010 | CARE | Mixed-fuel | Mixed-fuel | -2153.5 | 268.438 | 3324.5983 | 3512.2455 | 8481.3045 | 66.1075 | 16.6582 | N/A | 5168.7139 | 14255.2469 | 1.4716 | 4.0587 | 4041.3483 | 13068.5748 | 1.1506 | 3.7209 | N/A | N/A | N/A | N/A | 50.2908 | 199.5777 | N/A | 11993.55 | 3.4148 | 1.2646 | 35.52% | 3755.56 | 545.774 | 1718.1088 | 3.5597 | 88161.75 | 5909.06
AtticInsulation_R38 | Attic Insulation: R-38 |  | Attic Insulation: R-38 | PGE | PGE | CZ01 | 1992-2010 | CARE | Mixed-fuel | Mixed-fuel | 8.6 | 6.911 | 1781.4608 | 1781.4608 | -849.0608 | 16.0462 | N/A | N/A | 466.4816 | 733.3303 | 0.26185 | 0.41165 | N/A | N/A | N/A | N/A | N/A | N/A | N/A | N/A | 111.0209 | N/A | N/A | 932.4 | 0.52339 | 0.04158 | 1.149% | 3765.84 | 555.766 | 1740.6355 | 3.6195 | 94122.45 | 3757.24
AtticInsulation_R49 | Attic Insulation: R-49 |  | Attic Insulation: R-49 | PGE | PGE | CZ01 | 1992-2010 | CARE | Mixed-fuel | Mixed-fuel | 16.01 | 12.604 | 1827.4739 | 1827.4739 | -145.8239 | 29.3381 | N/A | N/A | 852.357 | 1338.9303 | 0.46641 | 0.73267 | N/A | N/A | N/A | N/A | N/A | N/A | N/A | N/A | 62.2901 | N/A | N/A | 1681.65 | 0.9202 | 0.07586 | 2.096% | 3765.84 | 555.766 | 1740.6355 | 3.6195 | 94122.45 | 3749.83
Windows_0.28UFactor0.35SHGC | New Windows: 0.28 U-factor, 0.35 SHGC |  | Window Upgrade: 0.28 vs 0.30 U-factor | PGE | PGE | CZ01 | 1992-2010 | CARE | Mixed-fuel | Mixed-fuel | 51.27 | 69.688 | 11871.2871 | 11871.2871 | -2980.1871 | 150.2943 | N/A | N/A | 4427.7659 | 7071.1513 | 0.37298 | 0.59565 | N/A | N/A | N/A | N/A | N/A | N/A | N/A | N/A | 78.9869 | N/A | N/A | 8891.1 | 0.74896 | 0.41358 | 11.43% | 3765.84 | 555.766 | 1740.6355 | 3.6195 | 94122.45 | 3714.57
Roof_RB | Roofing: Radiant Barrier |  | Radiant Barrier (at roof replacement) | PGE | PGE | CZ01 | 1992-2010 | CARE | Mixed-fuel | Mixed-fuel | 14.37 | 8.605 | 892.9455 | 892.9455 | 272.5545 | 20.8819 | N/A | N/A | 600.8296 | 932.7659 | 0.67286 | 1.0446 | N/A | N/A | N/A | N/A | N/A | N/A | N/A | N/A | 42.7617 | N/A | N/A | 1165.5 | 1.3052 | 0.05228 | 1.444% | 3765.84 | 555.766 | 1740.6355 | 3.6195 | 94122.45 | 3751.47
Roof_0.20Ref | Roofing: Steep Sloped, 0.20 Ref. |  | 0.20 Solar Reflectance Cool Roof (at roof replacement) | PGE | PGE | CZ01 | 1992-2010 | CARE | Mixed-fuel | Mixed-fuel | 0.36 | -9.948 | 892.9455 | 1203.407 | -2368.907 | -19.0504 | N/A | N/A | -574.9351 | -943.6932 | 0 | 0 | N/A | N/A | N/A | N/A | N/A | N/A | N/A | N/A | -46.8729 | N/A | N/A | -1165.5 | 0 | -0.05783 | -1.598% | 3765.84 | 555.766 | 1740.6355 | 3.6195 | 94122.45 | 3765.48
Roof_0.25Ref | Roofing: Steep Sloped, 0.25 Ref. |  | 0.25 Solar Reflectance Cool Roof (at roof replacement) | PGE | PGE | CZ01 | 1992-2010 | CARE | Mixed-fuel | Mixed-fuel | 0.12 | -15.178 | 1785.8911 | 2406.8139 | -4221.6639 | -29.1763 | N/A | N/A | -879.6346 | -1442.1883 | 0 | 0 | N/A | N/A | N/A | N/A | N/A | N/A | N/A | N/A | -61.2103 | N/A | N/A | -1814.85 | 0 | -0.08828 | -2.439% | 3765.84 | 555.766 | 1740.6355 | 3.6195 | 94122.45 | 3765.72
Ducts_R6 | New Ducts: R-6 |  | New Ducts: R-6 | PGE | PGE | CZ01 | 1992-2010 | CARE | Mixed-fuel | Mixed-fuel | 88.97 | 21.051 | 4808.3746 | 4808.3746 | -1544.9746 | 65.5379 | N/A | N/A | 1799.6047 | 2629.5871 | 0.37426 | 0.54688 | N/A | N/A | N/A | N/A | N/A | N/A | N/A | N/A | 73.3679 | N/A | N/A | 3263.4 | 0.67869 | 0.13437 | 3.712% | 3765.84 | 555.766 | 1740.6355 | 3.6195 | 94122.45 | 3676.87
Ducts_R8 | New Ducts: R-8 |  | New Ducts: R-8 | PGE | PGE | CZ01 | 1992-2010 | CARE | Mixed-fuel | Mixed-fuel | 94.24 | 25.593 | 6311.1144 | 6311.1144 | -2431.6644 | 75.9402 | N/A | N/A | 2102.6651 | 3107.2462 | 0.33317 | 0.49235 | N/A | N/A | N/A | N/A | N/A | N/A | N/A | N/A | 83.1064 | N/A | N/A | 3879.45 | 0.6147 | 0.16164 | 4.466% | 3765.84 | 555.766 | 1740.6355 | 3.6195 | 94122.45 | 3671.6
DuctSealing_10% | Duct Sealing: 10% |  | Duct Sealing: 10% | PGE | PGE | CZ01 | 1992-2010 | CARE | Mixed-fuel | Mixed-fuel | 10.28 | 9.992 | 1400.2974 | 1400.2974 | -68.2974 | 22.5267 | N/A | N/A | 658.5444 | 1042.1844 | 0.47029 | 0.74426 | N/A | N/A | N/A | N/A | N/A | N/A | N/A | N/A | 62.1617 | N/A | N/A | 1332 | 0.95123 | 0.05977 | 1.651% | 3765.84 | 555.766 | 1740.6355 | 3.6195 | 94122.45 | 3755.56
HPWH | HPWH |  | 240V Fed. Min. HPWH | PGE | PGE | CZ01 | 1992-2010 | CARE | Mixed-fuel | Mixed-fuel | -1682.63 | 182.568 | 4332.0102 | 6553.7323 | 3469.5677 | -134.3011 | -83.3299 | N/A | -603.1673 | 5283.9787 | 0 | 0.80625 | 558.8955 | 6507.1734 | 0.085279 | 0.9929 | N/A | N/A | N/A | N/A | -32.2559 | -51.9863 | N/A | 10023.3 | 1.5294 | 0.90554 | 25.4% | 3765.84 | 546.46 | 1722.7813 | 3.565 | 93006.9 | 5448.47
HPWH_HighEfficiency | High Efficiency HPWH |  | 240V Market Std. NEEA HPWH | PGE | PGE | CZ01 | 1992-2010 | CARE | Mixed-fuel | Mixed-fuel | -1253.25 | 182.829 | 5192.8306 | 7967.0806 | 5186.4194 | -14.1377 | 10.3227 | N/A | 2140.0115 | 8180.2424 | 0.26861 | 1.0268 | 2697.6708 | 8767.2381 | 0.3386 | 1.1004 | N/A | N/A | N/A | N/A | -367.3032 | 503.0478 | N/A | 13153.5 | 1.651 | 0.95268 | 26.72% | 3765.84 | 546.46 | 1722.7813 | 3.565 | 93006.9 | 5019.09
HPWH_HighEfficiency_DR | High Efficiency HPWH with Demand Response |  | 240V Market Std. NEEA HPWH + DR | PGE | PGE | CZ01 | 1992-2010 | CARE | Mixed-fuel | Mixed-fuel | -1157.2 | 182.868 | 5192.8306 | 7967.0806 | 6518.4194 | 13.7031 | 36.3329 | N/A | 2775.296 | 8850.2931 | 0.34835 | 1.1109 | 3291.2203 | 9393.3583 | 0.4131 | 1.179 | N/A | N/A | N/A | N/A | 378.954 | 142.9236 | N/A | 14485.5 | 1.8182 | 0.97583 | 27.37% | 3765.84 | 546.46 | 1722.7813 | 3.565 | 93006.9 | 4923.04
HPWH_120V | 120V HPWH |  | 120V Market Std. NEEA HPWH | PGE | PGE | CZ01 | 1992-2010 | CARE | Mixed-fuel | Mixed-fuel | -1017.12 | 183.515 | 2892.8863 | 4272.7328 | 11211.7672 | 53.7111 | 66.1554 | N/A | 3696.4824 | 9841.7663 | 0.86513 | 2.3034 | 3980.1919 | 10140.4006 | 0.93153 | 2.3733 | N/A | N/A | N/A | N/A | 53.8601 | 43.7286 | N/A | 15484.5 | 3.624 | 0.9924 | 27.84% | 3765.84 | 546.46 | 1722.7813 | 3.565 | 93006.9 | 4782.96
HPWH_TankOutside | HPWH in Exterior Closet |  | 240V Fed. Min. HPWH, Exterior Closet | PGE | PGE | CZ01 | 1992-2010 | CARE | Mixed-fuel | Mixed-fuel | -1725.58 | 180.759 | 4751.0613 | 6972.7834 | 2501.0666 | -149.8516 | -96.242 | N/A | -982.9966 | 4823.2521 | 0 | 0.69173 | 239.2167 | 6109.7615 | 0.034307 | 0.87623 | N/A | N/A | N/A | N/A | -31.7051 | -49.3658 | N/A | 9473.85 | 1.3587 | 0.89032 | 24.97% | 3765.84 | 546.46 | 1722.7813 | 3.565 | 93006.9 | 5491.42
HPWH_TankInside_NotDucted | HPWH in interior closet, not ducted |  | 240V Fed. Min. HPWH, Interior Closet, Not Ducted | PGE | PGE | CZ01 | 1992-2010 | CARE | Mixed-fuel | Mixed-fuel | -1234.06 | 127.626 | 4412.5691 | 6634.2911 | 275.4589 | -115.0522 | -93.8772 | N/A | -918.2517 | 3137.3596 | 0 | 0.4729 | -435.4943 | 3645.513 | 0 | 0.5495 | N/A | N/A | N/A | N/A | -38.3527 | -47.0036 | N/A | 6909.75 | 1.0415 | 0.6434 | 18.05% | 3765.84 | 546.46 | 1722.7813 | 3.565 | 93006.9 | 4999.9
HPWH_TankInside_Ducted | HPWH in interior closet, ducted outside |  | 240V Fed. Min. HPWH, Interior Closet, Ducted | PGE | PGE | CZ01 | 1992-2010 | CARE | Mixed-fuel | Mixed-fuel | -1614.8 | 197.178 | 5491.8272 | 7713.5493 | 4540.8507 | -88.4868 | -42.0174 | N/A | 642.4402 | 7079.2604 | 0.083287 | 0.91777 | 1701.8682 | 8194.421 | 0.22063 | 1.0623 | N/A | N/A | N/A | N/A | -62.0638 | -130.7038 | N/A | 12254.4 | 1.5887 | 0.99985 | 28.05% | 3765.84 | 546.46 | 1722.7813 | 3.565 | 93006.9 | 5380.64
HPSH_9.5HSPF2_17SEER2 | New HPSH 9.5 HSPF2, 17 SEER2 |  | High Efficiency HPSH | PGE | PGE | CZ01 | 1992-2010 | CARE | Mixed-fuel | Mixed-fuel | -2366.63 | 304.746 | 6971.8009 | 10367.4368 | 6937.4632 | 68.1413 | 35.7761 | N/A | 5655.2288 | 15826.937 | 0.54548 | 1.5266 | 4917.3535 | 15050.2448 | 0.47431 | 1.4517 | N/A | N/A | N/A | N/A | 102.3138 | 194.8731 | N/A | 17304.9 | 1.6692 | 1.4221 | 40.47% | 3755.56 | 537.96 | 1702.6571 | 3.514 | 89832.3 | 6122.19
MSHP | Ducted MSHP 9.5 HSPF2, 16.5 SEER2 |  | High Eff MSHP | PGE | PGE | CZ01 | 1992-2010 | CARE | Mixed-fuel | Mixed-fuel | -2366.63 | 304.746 | 3643.3589 | 6070.1044 | 11234.7956 | 68.1413 | 35.7761 | N/A | 5655.2288 | 15826.937 | 0.93165 | 2.6074 | 4917.3535 | 15050.2448 | 0.81009 | 2.4794 | N/A | N/A | N/A | N/A | 53.4677 | 101.8378 | N/A | 17304.9 | 2.8508 | 1.4221 | 40.47% | 3755.56 | 537.96 | 1702.6571 | 3.514 | 89832.3 | 6122.19
PV_3kW | 3kW PV |  | 3kW PV | PGE | PGE | CZ01 | 1992-2010 | CARE | Mixed-fuel | Mixed-fuel | 3765.8401 | 0 | 9608.1502 | 11574.2633 | -3931.9133 | 485.7196 | N/A | 382.8797 | 11073.6278 | 11656.1703 | 0.95675 | 1.0071 | N/A | N/A | N/A | N/A | 8729.0415 | 9188.244 | 0.75418 | 0.79385 | 19.7813 | N/A | 25.0944 | 7642.35 | 0.66029 | 0.09491 | 2.622% | 3765.84 | 555.766 | 1740.6355 | 3.6195 | 94122.45 | -0.00014593
AE | All Electric |  | All Electric | PGE | PGE | CZ01 | 1992-2010 | CARE | All Electric | Mixed-fuel | -5576.48 | 555.766 | 9323.1145 | 13059.3699 | 13930.2801 | -436.4442 | -303.1848 | N/A | -3220.5031 | 12810.7818 | 0 | 0.98096 | -182.4043 | 16008.7037 | 0 | 1.2258 | N/A | N/A | N/A | N/A | -21.3615 | -30.7506 | N/A | 26989.65 | 2.0667 | 2.5805 | 71.29% | 3765.84 | 555.766 | 1740.6355 | 3.6195 | 94122.45 | 9342.32
VCHP_base | Base VCHP |  | Base VCHP | PGE | PGE | CZ01 | 1992-2010 | CARE | Mixed-fuel | Mixed-fuel | -2091.64 | 272.369 | 9055.6753 | 14448.4937 | 3150.5563 | 71.484 | 5.7968 | N/A | 5261.4451 | 14281.0123 | 0.36415 | 0.98841 | 3763.8824 | 12704.6684 | 0.2605 | 0.87931 | N/A | N/A | N/A | N/A | 126.6812 | 1562.1895 | N/A | 17599.05 | 1.2181 | 1.2855 | 39.08% | 3471.37 | 505.583 | 1562.2904 | 3.2893 | 85714.2 | 5563.01
VCHP_Fujitsu48 | Fujitsu 48 VCHP |  | Fujitsu 48 VCHP | PGE | PGE | CZ01 | 1992-2010 | CARE | Mixed-fuel | Mixed-fuel | -779.41 | 272.369 | 12639.7411 | 20333.035 | 7472.465 | 367.4337 | 265.277 | N/A | 12008.6232 | 21383.1345 | 0.5906 | 1.0516 | 9679.6142 | 18931.605 | 0.47605 | 0.93108 | N/A | N/A | N/A | N/A | 34.4001 | 47.6473 | N/A | 27805.5 | 1.3675 | 1.4827 | 45.08% | 3471.37 | 505.583 | 1562.2904 | 3.2893 | 85714.2 | 4250.78
HPWH_PV | HPWH + 3kW PV |  | 240V Fed. Min. HPWH + 3kW PV | PGE | PGE | CZ01 | 1992-2010 | CARE | Mixed-fuel | Mixed-fuel | 2166.09 | 182.568 | 13940.1604 | 18127.9956 | 1702.1544 | 475.6912 | N/A | 427.8036 | 13303.6785 | 19922.4122 | 0.73387 | 1.099 | N/A | N/A | N/A | N/A | 12211.9177 | 18773.2179 | 0.67365 | 1.0356 | 29.3051 | N/A | 32.5854 | 19830.15 | 1.0939 | 1.0025 | 28.12% | 3765.84 | 546.46 | 1722.7813 | 3.565 | 93006.9 | 1599.75
HPSH_PV | HPSH + 3kW PV |  | HPSH + 3kW PV | PGE | PGE | CZ01 | 1992-2010 | CARE | Mixed-fuel | Mixed-fuel | 1005.56 | 304.746 | 13649.2545 | 17129.9009 | 4803.6991 | 439.7686 | N/A | 400.6818 | 14127.7348 | 24745.1502 | 0.82474 | 1.4446 | N/A | N/A | N/A | N/A | 13236.6186 | 23807.1556 | 0.77272 | 1.3898 | 31.0374 | N/A | 34.0651 | 21933.6 | 1.2804 | 1.4505 | 41.28% | 3755.56 | 537.96 | 1702.6571 | 3.514 | 89832.3 | 2750
HPSH_RCV_300CFM | New HPSH |  | Heat Pump Space Heater | PGE | PGE | CZ02 | 1992-2010 | CARE | Mixed-fuel | Mixed-fuel | -2136.18 | 221.827 | 1096.1794 | 1898.4186 | 7209.1314 | -127.2107 | -118.4998 | N/A | -17.8512 | 6919.99 | 0 | 3.6451 | 180.7432 | 7129.0318 | 0.095207 | 3.7552 | N/A | N/A | N/A | N/A | -8.617 | -9.2505 | N/A | 9107.55 | 4.7974 | 0.94413 | 31.79% | 3771.45 | 444.187 | 1493.3236 | 2.9696 | 79254 | 5907.63
DFHP_RCV_300CFM_35F | DFHP, Existing Furnace 35F |  | Dual Fuel Heat Pump (existing furnace) | PGE | PGE | CZ02 | 1992-2010 | CARE | Mixed-fuel | Mixed-fuel | -1505.42 | 181.72 | 1987.2433 | 810.8035 | 6864.8465 | -27.8832 | -62.2463 | N/A | 1754.0447 | 7599.2176 | 2.1633 | 9.3725 | 970.6205 | 6774.5804 | 1.1971 | 8.3554 | N/A | N/A | N/A | N/A | -71.2703 | -31.9255 | N/A | 7675.65 | 9.4667 | 0.82418 | 27.45% | 3771.45 | 449.875 | 1504.4361 | 3.0029 | 78027.45 | 5276.87
AtticInsulation_R38 | Attic Insulation: R-38 |  | Attic Insulation: R-38 | PGE | PGE | CZ02 | 1992-2010 | CARE | Mixed-fuel | Mixed-fuel | 13.29 | 3.779 | 1781.4608 | 1781.4608 | -1215.3608 | 11.0614 | N/A | N/A | 306.3137 | 452.7421 | 0.17195 | 0.25414 | N/A | N/A | N/A | N/A | N/A | N/A | N/A | N/A | 161.0524 | N/A | N/A | 566.1 | 0.31777 | 0.0235 | 0.7705% | 3797.34 | 457.376 | 1526.0532 | 3.0501 | 82584 | 3784.05
AtticInsulation_R49 | Attic Insulation: R-49 |  | Attic Insulation: R-49 | PGE | PGE | CZ02 | 1992-2010 | CARE | Mixed-fuel | Mixed-fuel | 24.25 | 6.99 | 1827.4739 | 1827.4739 | -778.5239 | 20.3339 | N/A | N/A | 563.6768 | 834.2952 | 0.30845 | 0.45653 | N/A | N/A | N/A | N/A | N/A | N/A | N/A | N/A | 89.8732 | N/A | N/A | 1048.95 | 0.57399 | 0.04349 | 1.426% | 3797.34 | 457.376 | 1526.0532 | 3.0501 | 82584 | 3773.09
Windows_0.28UFactor0.23SHGC | New Windows: 0.28 U-factor, 0.23 SHGC |  | Window Upgrade: 0.28 vs 0.30 U-factor | PGE | PGE | CZ02 | 1992-2010 | CARE | Mixed-fuel | Mixed-fuel | 47.36 | 22.982 | 11462.7824 | 11462.7824 | -8216.0324 | 57.8787 | N/A | N/A | 1648.7782 | 2528.0954 | 0.14384 | 0.22055 | N/A | N/A | N/A | N/A | N/A | N/A | N/A | N/A | 198.0482 | N/A | N/A | 3246.75 | 0.28324 | 0.14066 | 4.612% | 3797.34 | 457.376 | 1526.0532 | 3.0501 | 82584 | 3749.98
Roof_RB | Roofing: Radiant Barrier |  | Radiant Barrier (at roof replacement) | PGE | PGE | CZ02 | 1992-2010 | CARE | Mixed-fuel | Mixed-fuel | 25.1 | 5.994 | 892.9455 | 892.9455 | 56.1045 | 18.4683 | N/A | N/A | 506.5491 | 739.0256 | 0.56728 | 0.82763 | N/A | N/A | N/A | N/A | N/A | N/A | N/A | N/A | 48.3501 | N/A | N/A | 949.05 | 1.0628 | 0.03808 | 1.248% | 3797.34 | 457.376 | 1526.0532 | 3.0501 | 82584 | 3772.24
Roof_0.20Ref | Roofing: Steep Sloped, 0.20 Ref. |  | 0.20 Solar Reflectance Cool Roof (at roof replacement) | PGE | PGE | CZ02 | 1992-2010 | CARE | Mixed-fuel | Mixed-fuel | 11.45 | -7.684 | 892.9455 | 1203.407 | -2069.207 | -11.6733 | N/A | N/A | -375.4429 | -658.3385 | 0 | 0 | N/A | N/A | N/A | N/A | N/A | N/A | N/A | N/A | -76.4945 | N/A | N/A | -865.8 | 0 | -0.04399 | -1.442% | 3797.34 | 457.376 | 1526.0532 | 3.0501 | 82584 | 3785.89
Roof_0.25Ref | Roofing: Steep Sloped, 0.25 Ref. |  | 0.25 Solar Reflectance Cool Roof (at roof replacement) | PGE | PGE | CZ02 | 1992-2010 | CARE | Mixed-fuel | Mixed-fuel | 17.22 | -11.674 | 1785.8911 | 2406.8139 | -3738.8139 | -17.8687 | N/A | N/A | -573.8539 | -1004.8057 | 0 | 0 | N/A | N/A | N/A | N/A | N/A | N/A | N/A | N/A | -99.9452 | N/A | N/A | -1332 | 0 | -0.06674 | -2.188% | 3797.34 | 457.376 | 1526.0532 | 3.0501 | 82584 | 3780.12
Ducts_R6 | New Ducts: R-6 |  | New Ducts: R-6 | PGE | PGE | CZ02 | 1992-2010 | CARE | Mixed-fuel | Mixed-fuel | 87.68 | 15.669 | 4808.3746 | 4808.3746 | -2161.0246 | 54.0024 | N/A | N/A | 1455.5873 | 2072.4119 | 0.30272 | 0.431 | N/A | N/A | N/A | N/A | N/A | N/A | N/A | N/A | 89.04 | N/A | N/A | 2647.35 | 0.55057 | 0.10379 | 3.403% | 3797.34 | 457.376 | 1526.0532 | 3.0501 | 82584 | 3709.66
Ducts_R8 | New Ducts: R-8 |  | New Ducts: R-8 | PGE | PGE | CZ02 | 1992-2010 | CARE | Mixed-fuel | Mixed-fuel | 92.65 | 18.992 | 6311.1144 | 6311.1144 | -3214.2144 | 61.8192 | N/A | N/A | 1681.3849 | 2424.6446 | 0.26642 | 0.38419 | N/A | N/A | N/A | N/A | N/A | N/A | N/A | N/A | 102.0898 | N/A | N/A | 3096.9 | 0.49071 | 0.12391 | 4.062% | 3797.34 | 457.376 | 1526.0532 | 3.0501 | 82584 | 3704.69
DuctSealing_10% | Duct Sealing: 10% |  | Duct Sealing: 10% | PGE | PGE | CZ02 | 1992-2010 | CARE | Mixed-fuel | Mixed-fuel | 10.79 | 7.501 | 1400.2974 | 1400.2974 | -367.9974 | 17.5372 | N/A | N/A | 507.2696 | 792.6251 | 0.36226 | 0.56604 | N/A | N/A | N/A | N/A | N/A | N/A | N/A | N/A | 79.8475 | N/A | N/A | 1032.3 | 0.7372 | 0.04536 | 1.487% | 3797.34 | 457.376 | 1526.0532 | 3.0501 | 82584 | 3786.55
HPWH | HPWH |  | 240V Fed. Min. HPWH | PGE | PGE | CZ02 | 1992-2010 | CARE | Mixed-fuel | Mixed-fuel | -1581.47 | 171.337 | 4332.0102 | 6553.7323 | 2903.4677 | -135.3578 | -130.2012 | N/A | -897.5739 | 4323.3439 | 0 | 0.65968 | -780.0108 | 4447.0916 | 0 | 0.67856 | N/A | N/A | N/A | N/A | -32.0041 | -33.2717 | N/A | 9457.2 | 1.443 | 0.84619 | 28.24% | 3797.34 | 448.238 | 1508.7276 | 2.9967 | 81485.1 | 5378.81
HPWH_HighEfficiency | High Efficiency HPWH |  | 240V Market Std. NEEA HPWH | PGE | PGE | CZ02 | 1992-2010 | CARE | Mixed-fuel | Mixed-fuel | -1204.32 | 171.519 | 5192.8306 | 7967.0806 | 4204.0694 | -30.5111 | -49.1308 | N/A | 1495.087 | 6847.4695 | 0.18766 | 0.85947 | 1070.5882 | 6400.6393 | 0.13438 | 0.80339 | N/A | N/A | N/A | N/A | -170.1946 | -105.694 | N/A | 12171.15 | 1.5277 | 0.88576 | 29.56% | 3797.34 | 448.238 | 1508.7276 | 2.9967 | 81485.1 | 5001.66
HPWH_HighEfficiency_DR | High Efficiency HPWH with Demand Response |  | 240V Market Std. NEEA HPWH + DR | PGE | PGE | CZ02 | 1992-2010 | CARE | Mixed-fuel | Mixed-fuel | -1058.91 | 171.546 | 5192.8306 | 7967.0806 | 5652.6194 | 10.616 | -14.0974 | N/A | 2433.0679 | 7835.6322 | 0.30539 | 0.9835 | 1869.6423 | 7242.5669 | 0.23467 | 0.90906 | N/A | N/A | N/A | N/A | 489.1514 | -368.354 | N/A | 13619.7 | 1.7095 | 0.90868 | 30.32% | 3797.34 | 448.238 | 1508.7276 | 2.9967 | 81485.1 | 4856.25
HPWH_120V | 120V HPWH |  | 120V Market Std. NEEA HPWH | PGE | PGE | CZ02 | 1992-2010 | CARE | Mixed-fuel | Mixed-fuel | -950.19 | 171.976 | 2892.8863 | 4272.7328 | 10279.3672 | 40.5687 | 7.6685 | N/A | 3121.4463 | 8573.4777 | 0.73055 | 2.0066 | 2371.3765 | 7783.9495 | 0.555 | 1.8218 | N/A | N/A | N/A | N/A | 71.3084 | 377.2404 | N/A | 14552.1 | 3.4058 | 0.9291 | 31% | 3797.34 | 448.238 | 1508.7276 | 2.9967 | 81485.1 | 4747.53
HPWH_TankOutside | HPWH in Exterior Closet |  | 240V Fed. Min. HPWH, Exterior Closet | PGE | PGE | CZ02 | 1992-2010 | CARE | Mixed-fuel | Mixed-fuel | -1615.62 | 170.073 | 4751.0613 | 6972.7834 | 2051.5166 | -147.2177 | -140.1489 | N/A | -1184.1729 | 3982.6372 | 0 | 0.57117 | -1023.0154 | 4152.2726 | 0 | 0.5955 | N/A | N/A | N/A | N/A | -32.2724 | -33.9001 | N/A | 9024.3 | 1.2942 | 0.83419 | 27.84% | 3797.34 | 448.238 | 1508.7276 | 2.9967 | 81485.1 | 5412.96
HPWH_TankInside_NotDucted | HPWH in interior closet, not ducted |  | 240V Fed. Min. HPWH, Interior Closet, Not Ducted | PGE | PGE | CZ02 | 1992-2010 | CARE | Mixed-fuel | Mixed-fuel | -1203.96 | 132.923 | 4412.5691 | 6634.2911 | 1008.0589 | -100.9765 | -120.9295 | N/A | -612.3434 | 3423.2608 | 0 | 0.51599 | -1067.2386 | 2944.4352 | 0 | 0.44382 | N/A | N/A | N/A | N/A | -43.699 | -36.4888 | N/A | 7642.35 | 1.1519 | 0.67439 | 22.5% | 3797.34 | 448.238 | 1508.7276 | 2.9967 | 81485.1 | 5001.3
HPWH_TankInside_Ducted | HPWH in interior closet, ducted outside |  | 240V Fed. Min. HPWH, Interior Closet, Ducted | PGE | PGE | CZ02 | 1992-2010 | CARE | Mixed-fuel | Mixed-fuel | -1536.38 | 181.223 | 5491.8272 | 7713.5493 | 3308.7507 | -106.8893 | -105.779 | N/A | -122.0736 | 5444.0787 | 0 | 0.70578 | -96.7614 | 5470.7225 | 0 | 0.70924 | N/A | N/A | N/A | N/A | -51.3787 | -51.9179 | N/A | 11022.3 | 1.429 | 0.91086 | 30.4% | 3797.34 | 448.238 | 1508.7276 | 2.9967 | 81485.1 | 5333.72
HPSH_9.5HSPF2_17SEER2 | New HPSH 9.5 HSPF2, 17 SEER2 |  | High Efficiency HPSH | PGE | PGE | CZ02 | 1992-2010 | CARE | Mixed-fuel | Mixed-fuel | -1761.08 | 221.827 | 4049.8042 | 6747.8627 | 5373.3373 | -28.3972 | -44.4938 | N/A | 2234.9369 | 9291.289 | 0.33121 | 1.3769 | 1867.9615 | 8905.0083 | 0.27682 | 1.3197 | N/A | N/A | N/A | N/A | -142.6126 | -91.0196 | N/A | 12121.2 | 1.7963 | 1.005 | 33.84% | 3771.45 | 444.187 | 1493.3236 | 2.9696 | 79254 | 5532.53
MSHP | Ducted MSHP 9.5 HSPF2, 16.5 SEER2 |  | High Eff MSHP | PGE | PGE | CZ02 | 1992-2010 | CARE | Mixed-fuel | Mixed-fuel | -1762.7 | 221.827 | 1431.3643 | 3090.6078 | 9013.9422 | -28.8242 | -44.8091 | N/A | 2225.202 | 9281.042 | 0.71999 | 3.003 | 1860.7733 | 8897.4421 | 0.60207 | 2.8789 | N/A | N/A | N/A | N/A | -49.6584 | -31.9436 | N/A | 12104.55 | 3.9166 | 1.0047 | 33.83% | 3771.45 | 444.187 | 1493.3236 | 2.9696 | 79254 | 5534.15
PV_3kW | 3kW PV |  | 3kW PV | PGE | PGE | CZ02 | 1992-2010 | CARE | Mixed-fuel | Mixed-fuel | 3797.3399 | 0 | 9608.1502 | 11574.2633 | -3748.7633 | 466.7574 | N/A | 354.0465 | 10641.3198 | 11201.1202 | 0.91939 | 0.96776 | N/A | N/A | N/A | N/A | 8071.6916 | 8496.3133 | 0.69738 | 0.73407 | 20.5849 | N/A | 27.1381 | 7825.5 | 0.67611 | 0.09147 | 2.999% | 3797.34 | 457.376 | 1526.0532 | 3.0501 | 82584 | 7.8035e-05
AE | All Electric |  | All Electric | PGE | PGE | CZ02 | 1992-2010 | CARE | All Electric | Mixed-fuel | -4751.02 | 457.376 | 6378.1896 | 9402.1509 | 11593.4991 | -509.9245 | -354.2576 | N/A | -6280.5034 | 6256.2086 | 0 | 0.6654 | -2731.5484 | 9991.861 | 0 | 1.0627 | N/A | N/A | N/A | N/A | -12.5081 | -18.0044 | N/A | 20995.65 | 2.2331 | 2.089 | 68.49% | 3797.34 | 457.376 | 1526.0532 | 3.0501 | 82584 | 8548.36
VCHP_base | Base VCHP |  | Base VCHP | PGE | PGE | CZ02 | 1992-2010 | CARE | Mixed-fuel | Mixed-fuel | -1563.28 | 197.693 | 11081.0734 | 17976.4839 | -5738.7339 | -24.2017 | -66.8272 | N/A | 1985.0239 | 8196.3418 | 0.11042 | 0.45595 | 1013.2327 | 7173.4282 | 0.056364 | 0.39905 | N/A | N/A | N/A | N/A | -457.8626 | -165.8169 | N/A | 12237.75 | 0.68076 | 0.90256 | 32.26% | 3554.88 | 420.053 | 1388.8699 | 2.7982 | 76040.55 | 5118.16
VCHP_Fujitsu48 | Fujitsu 48 VCHP |  | Fujitsu 48 VCHP | PGE | PGE | CZ02 | 1992-2010 | CARE | Mixed-fuel | Mixed-fuel | -540.11 | 197.693 | 14838.0577 | 24144.9334 | -3682.0834 | 234.6655 | 134.6753 | N/A | 7886.7825 | 14408.57 | 0.32664 | 0.59675 | 5607.1654 | 12009.0307 | 0.23223 | 0.49737 | N/A | N/A | N/A | N/A | 63.2307 | 110.1765 | N/A | 20462.85 | 0.8475 | 1.0699 | 38.24% | 3554.88 | 420.053 | 1388.8699 | 2.7982 | 76040.55 | 4094.99
HPWH_PV | HPWH + 3kW PV |  | 240V Fed. Min. HPWH + 3kW PV | PGE | PGE | CZ02 | 1992-2010 | CARE | Mixed-fuel | Mixed-fuel | 2966.995 | 171.337 | 13940.1604 | 18127.9956 | 1768.7544 | 512.5017 | N/A | 436.8592 | 13872.5841 | 19870.5052 | 0.76526 | 1.0961 | N/A | N/A | N/A | N/A | 12148.0568 | 18055.2569 | 0.67013 | 0.99599 | 27.2002 | N/A | 31.91 | 19896.75 | 1.0976 | 0.95575 | 31.89% | 3797.34 | 448.238 | 1508.7276 | 2.9967 | 81485.1 | 830.345
HPSH_PV | HPSH + 3kW PV |  | HPSH + 3kW PV | PGE | PGE | CZ02 | 1992-2010 | CARE | Mixed-fuel | Mixed-fuel | 2412.29 | 221.827 | 10704.3296 | 13472.6819 | 4376.1181 | 424.2973 | N/A | 392.0293 | 12555.6464 | 20154.9327 | 0.93193 | 1.496 | N/A | N/A | N/A | N/A | 11819.9877 | 19380.5738 | 0.87733 | 1.4385 | 25.2284 | N/A | 27.3049 | 17848.8 | 1.3248 | 1.0537 | 35.48% | 3771.45 | 444.187 | 1493.3236 | 2.9696 | 79254 | 1359.16
HPSH_RCV_300CFM | New HPSH |  | Heat Pump Space Heater | PGE | PGE | CZ03 | 1992-2010 | CARE | Mixed-fuel | Mixed-fuel | -1402.26 | 163.279 | 944.4874 | 1340.6188 | 6201.8312 | -17.2754 | -36.6238 | N/A | 1725.0163 | 6916.5882 | 1.2867 | 5.1593 | 1283.9033 | 6452.2699 | 0.95769 | 4.8129 | N/A | N/A | N/A | N/A | -54.6725 | -25.7889 | N/A | 7542.45 | 5.6261 | 0.70982 | 27.27% | 3646.72 | 383.786 | 1395.0535 | 2.6025 | 71311.95 | 5048.98
DFHP_RCV_300CFM_35F | DFHP, Existing Furnace 35F |  | Dual Fuel Heat Pump (existing furnace) | PGE | PGE | CZ03 | 1992-2010 | CARE | Mixed-fuel | Mixed-fuel | -1203.99 | 157.554 | 2041.2301 | 541.5984 | 6257.1516 | 26.3828 | -6.5742 | N/A | 2656.661 | 7743.9186 | 4.9052 | 14.2983 | 1905.2944 | 6953.0254 | 3.5179 | 12.838 | N/A | N/A | N/A | N/A | 77.3699 | -310.489 | N/A | 6798.75 | 12.5531 | 0.71654 | 27.28% | 3646.72 | 387.973 | 1403.2778 | 2.627 | 70401.75 | 4850.71
AtticInsulation_R38 | Attic Insulation: R-38 |  | Attic Insulation: R-38 | PGE | PGE | CZ03 | 1992-2010 | CARE | Mixed-fuel | Mixed-fuel | 4.92 | 3.521 | 1781.4608 | 1781.4608 | -1315.2608 | 8.2163 | N/A | N/A | 237.8525 | 372.0174 | 0.13352 | 0.20883 | N/A | N/A | N/A | N/A | N/A | N/A | N/A | N/A | 216.8203 | N/A | N/A | 466.2 | 0.2617 | 0.02135 | 0.803% | 3653.41 | 393.231 | 1415.3885 | 2.6588 | 73626.3 | 3648.49
AtticInsulation_R49 | Attic Insulation: R-49 |  | Attic Insulation: R-49 | PGE | PGE | CZ03 | 1992-2010 | CARE | Mixed-fuel | Mixed-fuel | 8.94 | 6.464 | 1827.4739 | 1827.4739 | -945.0239 | 15.0459 | N/A | N/A | 435.7348 | 681.8447 | 0.23844 | 0.37311 | N/A | N/A | N/A | N/A | N/A | N/A | N/A | N/A | 121.4596 | N/A | N/A | 882.45 | 0.48288 | 0.03916 | 1.473% | 3653.41 | 393.231 | 1415.3885 | 2.6588 | 73626.3 | 3644.47
Windows_0.28UFactor0.35SHGC | New Windows: 0.28 U-factor, 0.35 SHGC |  | Window Upgrade: 0.28 vs 0.30 U-factor | PGE | PGE | CZ03 | 1992-2010 | CARE | Mixed-fuel | Mixed-fuel | 31.99 | 37.216 | 11871.2871 | 11871.2871 | -6976.1871 | 80.38 | N/A | N/A | 2359.5036 | 3752.2166 | 0.19876 | 0.31607 | N/A | N/A | N/A | N/A | N/A | N/A | N/A | N/A | 147.6895 | N/A | N/A | 4895.1 | 0.41235 | 0.2223 | 8.361% | 3653.41 | 393.231 | 1415.3885 | 2.6588 | 73626.3 | 3621.42
Roof_RB | Roofing: Radiant Barrier |  | Radiant Barrier (at roof replacement) | PGE | PGE | CZ03 | 1992-2010 | CARE | Mixed-fuel | Mixed-fuel | 8.4 | 4.955 | 892.9455 | 892.9455 | -210.2955 | 11.8985 | N/A | N/A | 342.0705 | 530.5166 | 0.38308 | 0.59412 | N/A | N/A | N/A | N/A | N/A | N/A | N/A | N/A | 75.0472 | N/A | N/A | 682.65 | 0.76449 | 0.03031 | 1.14% | 3653.41 | 393.231 | 1415.3885 | 2.6588 | 73626.3 | 3645.01
Roof_0.20Ref | Roofing: Steep Sloped, 0.20 Ref. |  | 0.20 Solar Reflectance Cool Roof (at roof replacement) | PGE | PGE | CZ03 | 1992-2010 | CARE | Mixed-fuel | Mixed-fuel | 0.22 | -5.879 | 892.9455 | 1203.407 | -1936.007 | -11.1502 | N/A | N/A | -336.7521 | -553.1846 | 0 | 0 | N/A | N/A | N/A | N/A | N/A | N/A | N/A | N/A | -80.0837 | N/A | N/A | -732.6 | 0 | -0.03426 | -1.289% | 3653.41 | 393.231 | 1415.3885 | 2.6588 | 73626.3 | 3653.19
Roof_0.25Ref | Roofing: Steep Sloped, 0.25 Ref. |  | 0.25 Solar Reflectance Cool Roof (at roof replacement) | PGE | PGE | CZ03 | 1992-2010 | CARE | Mixed-fuel | Mixed-fuel | -0.67 | -8.91 | 1785.8911 | 2406.8139 | -3522.3639 | -17.1687 | N/A | N/A | -516.5361 | -844.9107 | 0 | 0 | N/A | N/A | N/A | N/A | N/A | N/A | N/A | N/A | -104.0204 | N/A | N/A | -1115.55 | 0 | -0.05209 | -1.959% | 3653.41 | 393.231 | 1415.3885 | 2.6588 | 73626.3 | 3654.08
Ducts_R6 | New Ducts: R-6 |  | New Ducts: R-6 | PGE | PGE | CZ03 | 1992-2010 | CARE | Mixed-fuel | Mixed-fuel | 50.21 | 11.666 | 4808.3746 | 4808.3746 | -2943.5746 | 36.3205 | N/A | N/A | 996.1012 | 1453.0588 | 0.20716 | 0.30219 | N/A | N/A | N/A | N/A | N/A | N/A | N/A | N/A | 132.3873 | N/A | N/A | 1864.8 | 0.38782 | 0.07585 | 2.853% | 3653.41 | 393.231 | 1415.3885 | 2.6588 | 73626.3 | 3603.2
Ducts_R8 | New Ducts: R-8 |  | New Ducts: R-8 | PGE | PGE | CZ03 | 1992-2010 | CARE | Mixed-fuel | Mixed-fuel | 53.17 | 14.441 | 6311.1144 | 6311.1144 | -4063.3644 | 42.5624 | N/A | N/A | 1178.3854 | 1741.1753 | 0.18672 | 0.27589 | N/A | N/A | N/A | N/A | N/A | N/A | N/A | N/A | 148.279 | N/A | N/A | 2247.75 | 0.35616 | 0.09255 | 3.481% | 3653.41 | 393.231 | 1415.3885 | 2.6588 | 73626.3 | 3600.24
DuctSealing_10% | Duct Sealing: 10% |  | Duct Sealing: 10% | PGE | PGE | CZ03 | 1992-2010 | CARE | Mixed-fuel | Mixed-fuel | 6.69 | 5.258 | 1400.2974 | 1400.2974 | -684.3474 | 12.1107 | N/A | N/A | 351.8457 | 552.6908 | 0.25126 | 0.3947 | N/A | N/A | N/A | N/A | N/A | N/A | N/A | N/A | 115.6251 | N/A | N/A | 715.95 | 0.51128 | 0.03181 | 1.196% | 3653.41 | 393.231 | 1415.3885 | 2.6588 | 73626.3 | 3646.72
HPWH | HPWH |  | 240V Fed. Min. HPWH | PGE | PGE | CZ03 | 1992-2010 | CARE | Mixed-fuel | Mixed-fuel | -1361.79 | 169.33 | 4332.0102 | 6553.7323 | 4285.4177 | -93.0839 | -58.0731 | N/A | -11.3329 | 5069.5494 | 0 | 0.77354 | 786.8573 | 5909.7294 | 0.12006 | 0.90173 | N/A | N/A | N/A | N/A | -46.5388 | -74.5958 | N/A | 10839.15 | 1.6539 | 0.86349 | 33.14% | 3653.41 | 384.12 | 1398.7482 | 2.6056 | 72527.4 | 5015.2
HPWH_HighEfficiency | High Efficiency HPWH |  | 240V Market Std. NEEA HPWH | PGE | PGE | CZ03 | 1992-2010 | CARE | Mixed-fuel | Mixed-fuel | -1047.9 | 169.486 | 5192.8306 | 7967.0806 | 5186.4194 | -4.9586 | 11.1356 | N/A | 1999.7364 | 7191.1174 | 0.251 | 0.9026 | 2366.6595 | 7577.343 | 0.29705 | 0.95108 | N/A | N/A | N/A | N/A | -1047.2363 | 466.325 | N/A | 13153.5 | 1.651 | 0.90061 | 34.56% | 3653.41 | 384.12 | 1398.7482 | 2.6056 | 72527.4 | 4701.31
HPWH_HighEfficiency_DR | High Efficiency HPWH with Demand Response |  | 240V Market Std. NEEA HPWH + DR | PGE | PGE | CZ03 | 1992-2010 | CARE | Mixed-fuel | Mixed-fuel | -970.87 | 169.507 | 5192.8306 | 7967.0806 | 6202.0694 | 17.6506 | 32.3782 | N/A | 2515.4537 | 7734.602 | 0.31573 | 0.97082 | 2851.2203 | 8088.032 | 0.35788 | 1.0152 | N/A | N/A | N/A | N/A | 294.2021 | 160.3805 | N/A | 14169.15 | 1.7785 | 0.91676 | 35.18% | 3653.41 | 384.12 | 1398.7482 | 2.6056 | 72527.4 | 4624.28
HPWH_120V | 120V HPWH |  | 120V Market Std. NEEA HPWH | PGE | PGE | CZ03 | 1992-2010 | CARE | Mixed-fuel | Mixed-fuel | -936.24 | 169.92 | 2892.8863 | 4272.7328 | 10062.9172 | 28.2209 | 40.0481 | N/A | 2761.6509 | 8006.2938 | 0.64634 | 1.8738 | 3031.2913 | 8290.119 | 0.70945 | 1.9402 | N/A | N/A | N/A | N/A | 102.5087 | 72.2354 | N/A | 14335.65 | 3.3551 | 0.91635 | 35.17% | 3653.41 | 384.12 | 1398.7482 | 2.6056 | 72527.4 | 4589.65
HPWH_TankOutside | HPWH in Exterior Closet |  | 240V Fed. Min. HPWH, Exterior Closet | PGE | PGE | CZ03 | 1992-2010 | CARE | Mixed-fuel | Mixed-fuel | -1381.98 | 168.247 | 4751.0613 | 6972.7834 | 3566.6666 | -100.6383 | -64.5245 | N/A | -197.181 | 4841.1364 | 0 | 0.69429 | 626.1561 | 5707.7862 | 0.0898 | 0.81858 | N/A | N/A | N/A | N/A | -47.2093 | -73.6319 | N/A | 10539.45 | 1.5115 | 0.85398 | 32.78% | 3653.41 | 384.12 | 1398.7482 | 2.6056 | 72527.4 | 5035.39
HPWH_TankInside_NotDucted | HPWH in interior closet, not ducted |  | 240V Fed. Min. HPWH, Interior Closet, Not Ducted | PGE | PGE | CZ03 | 1992-2010 | CARE | Mixed-fuel | Mixed-fuel | -1172.68 | 132.78 | 4412.5691 | 6634.2911 | 1224.5089 | -105.2401 | -82.9297 | N/A | -753.596 | 3168.5358 | 0 | 0.4776 | -244.954 | 3703.9355 | 0 | 0.5583 | N/A | N/A | N/A | N/A | -41.9286 | -53.2086 | N/A | 7858.8 | 1.1846 | 0.67851 | 26.04% | 3653.41 | 384.12 | 1398.7482 | 2.6056 | 72527.4 | 4826.09
HPWH_TankInside_Ducted | HPWH in interior closet, ducted outside |  | 240V Fed. Min. HPWH, Interior Closet, Ducted | PGE | PGE | CZ03 | 1992-2010 | CARE | Mixed-fuel | Mixed-fuel | -1323.98 | 178.644 | 5491.8272 | 7713.5493 | 4574.1507 | -67.2511 | -35.1829 | N/A | 693.8522 | 6091.6555 | 0.089952 | 0.78973 | 1424.9558 | 6861.2198 | 0.18473 | 0.8895 | N/A | N/A | N/A | N/A | -81.6616 | -156.0938 | N/A | 12287.7 | 1.593 | 0.92394 | 35.46% | 3653.41 | 384.12 | 1398.7482 | 2.6056 | 72527.4 | 4977.39
HPSH_9.5HSPF2_17SEER2 | New HPSH 9.5 HSPF2, 17 SEER2 |  | High Efficiency HPSH | PGE | PGE | CZ03 | 1992-2010 | CARE | Mixed-fuel | Mixed-fuel | -1136.93 | 163.279 | 3852.2557 | 6114.7729 | 3658.7771 | 52.2298 | 15.5445 | N/A | 3309.6223 | 8584.5544 | 0.54125 | 1.4039 | 2473.2578 | 7704.1919 | 0.40447 | 1.2599 | N/A | N/A | N/A | N/A | 73.7559 | 247.8205 | N/A | 9773.55 | 1.5984 | 0.75419 | 28.98% | 3646.72 | 383.786 | 1395.0535 | 2.6025 | 71311.95 | 4783.65
MSHP | Ducted MSHP 9.5 HSPF2, 16.5 SEER2 |  | High Eff MSHP | PGE | PGE | CZ03 | 1992-2010 | CARE | Mixed-fuel | Mixed-fuel | -1133.16 | 163.279 | 1447.5536 | 2808.4461 | 6998.4039 | 53.2124 | 16.2811 | N/A | 3332.0249 | 8608.1355 | 1.1864 | 3.0651 | 2490.0492 | 7721.8666 | 0.88663 | 2.7495 | N/A | N/A | N/A | N/A | 27.2033 | 88.9103 | N/A | 9806.85 | 3.4919 | 0.75486 | 29% | 3646.72 | 383.786 | 1395.0535 | 2.6025 | 71311.95 | 4779.88
PV_3kW | 3kW PV |  | 3kW PV | PGE | PGE | CZ03 | 1992-2010 | CARE | Mixed-fuel | Mixed-fuel | 3653.4108 | 0 | 9608.1502 | 11574.2633 | -3815.3633 | 487.5646 | N/A | 381.3817 | 11115.6892 | 11700.4444 | 0.96038 | 1.0109 | N/A | N/A | N/A | N/A | 8694.8909 | 9152.2969 | 0.75123 | 0.79075 | 19.7064 | N/A | 25.193 | 7758.9 | 0.67036 | 0.0931 | 3.502% | 3653.41 | 393.231 | 1415.3885 | 2.6588 | 73626.3 | -0.00076038
AE | All Electric |  | All Electric | PGE | PGE | CZ03 | 1992-2010 | CARE | All Electric | Mixed-fuel | -3818.43 | 393.231 | 6226.4976 | 8844.3511 | 11052.3989 | -366.0343 | -251.2228 | N/A | -3871.9145 | 6692.6066 | 0 | 0.75671 | -1254.3948 | 9447.8243 | 0 | 1.0682 | N/A | N/A | N/A | N/A | -17.0107 | -24.7848 | N/A | 19896.75 | 2.2497 | 1.8483 | 69.52% | 3653.41 | 393.231 | 1415.3885 | 2.6588 | 73626.3 | 7471.84
VCHP_base | Base VCHP |  | Base VCHP | PGE | PGE | CZ03 | 1992-2010 | CARE | Mixed-fuel | Mixed-fuel | -1009.9 | 142.744 | 6685.4318 | 10658.1642 | -1234.2642 | 44.5721 | -10.8399 | N/A | 2839.18 | 7377.1286 | 0.26639 | 0.69216 | 1575.8746 | 6047.3653 | 0.14786 | 0.56739 | N/A | N/A | N/A | N/A | 149.9913 | -616.7432 | N/A | 9423.9 | 0.8842 | 0.6623 | 26.93% | 3492.79 | 363.251 | 1313.5996 | 2.4597 | 68564.7 | 4502.69
VCHP_Fujitsu48 | Fujitsu 48 VCHP |  | Fujitsu 48 VCHP | PGE | PGE | CZ03 | 1992-2010 | CARE | Mixed-fuel | Mixed-fuel | -399.2 | 142.744 | 10096.5791 | 16258.7971 | -1673.3971 | 199.394 | 109.0451 | N/A | 6368.8691 | 11092.5015 | 0.39172 | 0.68225 | 4309.0598 | 8924.3333 | 0.26503 | 0.54889 | N/A | N/A | N/A | N/A | 50.6363 | 92.5909 | N/A | 14585.4 | 0.89708 | 0.7684 | 31.24% | 3492.79 | 363.251 | 1313.5996 | 2.4597 | 68564.7 | 3891.99
HPWH_PV | HPWH + 3kW PV |  | 240V Fed. Min. HPWH + 3kW PV | PGE | PGE | CZ03 | 1992-2010 | CARE | Mixed-fuel | Mixed-fuel | 3378.579 | 169.33 | 13940.1604 | 18127.9956 | 3367.1544 | 586.0249 | N/A | 519.6915 | 15471.2573 | 21366.6213 | 0.85345 | 1.1787 | N/A | N/A | N/A | N/A | 13958.9636 | 19774.7715 | 0.77002 | 1.0908 | 23.7877 | N/A | 26.8239 | 21495.15 | 1.1857 | 0.98428 | 37.78% | 3653.41 | 384.12 | 1398.7482 | 2.6056 | 72527.4 | 274.831
HPSH_PV | HPSH + 3kW PV |  | HPSH + 3kW PV | PGE | PGE | CZ03 | 1992-2010 | CARE | Mixed-fuel | Mixed-fuel | 3338.115 | 163.279 | 10552.6375 | 12914.8821 | 3352.1679 | 541.2226 | N/A | 478.3352 | 14457.8726 | 20319.2728 | 1.1195 | 1.5733 | N/A | N/A | N/A | N/A | 13024.1414 | 18810.1183 | 1.0085 | 1.4565 | 19.4978 | N/A | 22.0612 | 16267.05 | 1.2596 | 0.83061 | 31.92% | 3646.72 | 383.786 | 1395.0535 | 2.6025 | 71311.95 | 308.605
HPSH_RCV_300CFM | New HPSH |  | Heat Pump Space Heater | PGE | PGE | CZ04 | 1992-2010 | CARE | Mixed-fuel | Mixed-fuel | -1937.72 | 200.802 | 1096.1794 | 1898.4186 | 6526.4814 | -117.818 | -113.8563 | N/A | -85.4384 | 6170.6374 | 0 | 3.2504 | 4.8811 | 6265.7083 | 0.0025711 | 3.3005 | N/A | N/A | N/A | N/A | -9.304 | -9.6277 | N/A | 8424.9 | 4.4379 | 0.84101 | 29.63% | 4327.39 | 416.806 | 1625.6219 | 2.8381 | 80119.8 | 6265.11
DFHP_RCV_300CFM_35F | DFHP, Existing Furnace 35F |  | Dual Fuel Heat Pump (existing furnace) | PGE | PGE | CZ04 | 1992-2010 | CARE | Mixed-fuel | Mixed-fuel | -1196.91 | 141.371 | 1987.2433 | 810.8035 | 5799.2465 | -22.3508 | -69.4026 | N/A | 1356.8045 | 5921.1528 | 1.6734 | 7.3028 | 284.0987 | 4792.0159 | 0.35039 | 5.9102 | N/A | N/A | N/A | N/A | -88.9115 | -28.6336 | N/A | 6610.05 | 8.1525 | 0.62524 | 21.8% | 4327.39 | 421.955 | 1635.7474 | 2.8682 | 79004.25 | 5524.3
AtticInsulation_R38 | Attic Insulation: R-38 |  | Attic Insulation: R-38 | PGE | PGE | CZ04 | 1992-2010 | CARE | Mixed-fuel | Mixed-fuel | 59.52 | 3.922 | 1781.4608 | 1781.4608 | -899.0108 | 27.023 | N/A | N/A | 672.408 | 843.3807 | 0.37745 | 0.47342 | N/A | N/A | N/A | N/A | N/A | N/A | N/A | N/A | 65.924 | N/A | N/A | 882.45 | 0.49535 | 0.02617 | 0.8977% | 4435.63 | 428.872 | 1684.9806 | 2.9153 | 83766.15 | 4376.11
AtticInsulation_R49 | Attic Insulation: R-49 |  | Attic Insulation: R-49 | PGE | PGE | CZ04 | 1992-2010 | CARE | Mixed-fuel | Mixed-fuel | 110.76 | 7.287 | 1827.4739 | 1827.4739 | -162.4739 | 50.4499 | N/A | N/A | 1254.7644 | 1572.5521 | 0.68661 | 0.86051 | N/A | N/A | N/A | N/A | N/A | N/A | N/A | N/A | 36.2236 | N/A | N/A | 1665 | 0.91109 | 0.04876 | 1.673% | 4435.63 | 428.872 | 1684.9806 | 2.9153 | 83766.15 | 4324.87
Windows_0.28UFactor0.23SHGC | New Windows: 0.28 U-factor, 0.23 SHGC |  | Window Upgrade: 0.28 vs 0.30 U-factor | PGE | PGE | CZ04 | 1992-2010 | CARE | Mixed-fuel | Mixed-fuel | 212.84 | 21.479 | 11462.7824 | 11462.7824 | -7433.4824 | 110.9406 | N/A | N/A | 2837.5407 | 3728.9309 | 0.24754 | 0.32531 | N/A | N/A | N/A | N/A | N/A | N/A | N/A | N/A | 103.3236 | N/A | N/A | 4029.3 | 0.35151 | 0.13813 | 4.738% | 4435.63 | 428.872 | 1684.9806 | 2.9153 | 83766.15 | 4222.79
Roof_RB | Roofing: Radiant Barrier |  | Radiant Barrier (at roof replacement) | PGE | PGE | CZ04 | 1992-2010 | CARE | Mixed-fuel | Mixed-fuel | 112.47 | 5.965 | 892.9455 | 892.9455 | 555.6045 | 47.9018 | N/A | N/A | 1177.6202 | 1445.4825 | 1.3188 | 1.6188 | N/A | N/A | N/A | N/A | N/A | N/A | N/A | N/A | 18.6412 | N/A | N/A | 1448.55 | 1.6222 | 0.04066 | 1.395% | 4435.63 | 428.872 | 1684.9806 | 2.9153 | 83766.15 | 4323.16
Roof_0.20Ref | Roofing: Steep Sloped, 0.20 Ref. |  | 0.20 Solar Reflectance Cool Roof (at roof replacement) | PGE | PGE | CZ04 | 1992-2010 | CARE | Mixed-fuel | Mixed-fuel | 100.95 | -7.642 | 892.9455 | 1203.407 | -1503.107 | 18.6192 | N/A | N/A | 316.8378 | 74.3575 | 0.26328 | 0.061789 | N/A | N/A | N/A | N/A | N/A | N/A | N/A | N/A | 47.9584 | N/A | N/A | -299.7 | 0 | -0.04019 | -1.379% | 4435.63 | 428.872 | 1684.9806 | 2.9153 | 83766.15 | 4334.68
Roof_0.25Ref | Roofing: Steep Sloped, 0.25 Ref. vs. 0.20 Ref |  | Roofing Upgrade: 0.25 vs. 0.20 Solar Reflectance (at roof replacement) | PGE | PGE | CZ04 | 1992-2010 | CARE | Mixed-fuel | Mixed-fuel | 146.65 | -11.623 | 1785.8911 | 2406.8139 | -2889.6639 | 25.9902 | N/A | N/A | 428.8043 | 57.2059 | 0.17816 | 0.023768 | N/A | N/A | N/A | N/A | N/A | N/A | N/A | N/A | 68.7139 | N/A | N/A | -482.85 | 0 | -0.06119 | -2.099% | 4435.63 | 428.872 | 1684.9806 | 2.9153 | 83766.15 | 4288.98
Ducts_R6 | New Ducts: R-6 |  | New Ducts: R-6 | PGE | PGE | CZ04 | 1992-2010 | CARE | Mixed-fuel | Mixed-fuel | 193.66 | 15.418 | 4808.3746 | 4808.3746 | -1478.3746 | 90.2936 | N/A | N/A | 2280.8081 | 2935.843 | 0.47434 | 0.61057 | N/A | N/A | N/A | N/A | N/A | N/A | N/A | N/A | 53.2526 | N/A | N/A | 3330 | 0.69254 | 0.10631 | 3.647% | 4435.63 | 428.872 | 1684.9806 | 2.9153 | 83766.15 | 4241.97
Ducts_R8 | New Ducts: R-8 |  | New Ducts: R-8 | PGE | PGE | CZ04 | 1992-2010 | CARE | Mixed-fuel | Mixed-fuel | 214.7 | 19.029 | 6311.1144 | 6311.1144 | -2381.7144 | 103.9763 | N/A | N/A | 2644.7985 | 3444.2783 | 0.41907 | 0.54575 | N/A | N/A | N/A | N/A | N/A | N/A | N/A | N/A | 60.6976 | N/A | N/A | 3929.4 | 0.62262 | 0.12889 | 4.421% | 4435.63 | 428.872 | 1684.9806 | 2.9153 | 83766.15 | 4220.93
DuctSealing_10% | Duct Sealing: 10% |  | Duct Sealing: 10% | PGE | PGE | CZ04 | 1992-2010 | CARE | Mixed-fuel | Mixed-fuel | 39.74 | 6.917 | 1400.2974 | 1400.2974 | -251.4474 | 26.2619 | N/A | N/A | 698.4629 | 975.2991 | 0.4988 | 0.69649 | N/A | N/A | N/A | N/A | N/A | N/A | N/A | N/A | 53.3205 | N/A | N/A | 1148.85 | 0.82043 | 0.04314 | 1.48% | 4435.63 | 428.872 | 1684.9806 | 2.9153 | 83766.15 | 4395.89
HPWH | HPWH |  | 240V Fed. Min. HPWH | PGE | PGE | CZ04 | 1992-2010 | CARE | Mixed-fuel | Mixed-fuel | -1455.68 | 164.945 | 4332.0102 | 6553.7323 | 3286.4177 | -116.5243 | -117.9219 | N/A | -571.0471 | 4419.4617 | 0 | 0.67434 | -602.909 | 4385.9238 | 0 | 0.66923 | N/A | N/A | N/A | N/A | -37.1769 | -36.7363 | N/A | 9840.15 | 1.5015 | 0.8191 | 28.62% | 4435.63 | 419.826 | 1668.1267 | 2.8624 | 82667.25 | 5891.31
HPWH_HighEfficiency | High Efficiency HPWH |  | 240V Market Std. NEEA HPWH | PGE | PGE | CZ04 | 1992-2010 | CARE | Mixed-fuel | Mixed-fuel | -1133.04 | 165.104 | 5192.8306 | 7967.0806 | 4104.1694 | -27.1909 | -49.3629 | N/A | 1467.6241 | 6570.2246 | 0.18421 | 0.82467 | 962.1381 | 6038.1469 | 0.12076 | 0.75789 | N/A | N/A | N/A | N/A | -190.9766 | -105.197 | N/A | 12071.25 | 1.5151 | 0.85412 | 29.84% | 4435.63 | 419.826 | 1668.1267 | 2.8624 | 82667.25 | 5568.67
HPWH_HighEfficiency_DR | High Efficiency HPWH with Demand Response |  | 240V Market Std. NEEA HPWH + DR | PGE | PGE | CZ04 | 1992-2010 | CARE | Mixed-fuel | Mixed-fuel | -917.13 | 165.158 | 5192.8306 | 7967.0806 | 5785.8194 | 34.048 | -0.8474 | N/A | 2864.4579 | 8042.1899 | 0.35954 | 1.0094 | 2068.8992 | 7204.7798 | 0.25968 | 0.90432 | N/A | N/A | N/A | N/A | 152.5151 | -6127.9835 | N/A | 13752.9 | 1.7262 | 0.8851 | 30.92% | 4435.63 | 419.826 | 1668.1267 | 2.8624 | 82667.25 | 5352.76
HPWH_120V | 120V HPWH |  | 120V Market Std. NEEA HPWH | PGE | PGE | CZ04 | 1992-2010 | CARE | Mixed-fuel | Mixed-fuel | -888.85 | 165.549 | 2892.8863 | 4272.7328 | 9863.1172 | 40.6783 | 3.0228 | N/A | 3020.5612 | 8218.4057 | 0.70694 | 1.9235 | 2162.0766 | 7314.7595 | 0.50602 | 1.712 | N/A | N/A | N/A | N/A | 71.1163 | 957.0271 | N/A | 14135.85 | 3.3084 | 0.89853 | 31.39% | 4435.63 | 419.826 | 1668.1267 | 2.8624 | 82667.25 | 5324.48
HPWH_TankOutside | HPWH in Exterior Closet |  | 240V Fed. Min. HPWH, Exterior Closet | PGE | PGE | CZ04 | 1992-2010 | CARE | Mixed-fuel | Mixed-fuel | -1485.29 | 163.809 | 4751.0613 | 6972.7834 | 2501.0666 | -126.5429 | -125.976 | N/A | -813.8261 | 4129.3145 | 0 | 0.5922 | -800.9002 | 4142.9204 | 0 | 0.59416 | N/A | N/A | N/A | N/A | -37.5451 | -37.714 | N/A | 9473.85 | 1.3587 | 0.8083 | 28.24% | 4435.63 | 419.826 | 1668.1267 | 2.8624 | 82667.25 | 5920.92
HPWH_TankInside_NotDucted | HPWH in interior closet, not ducted |  | 240V Fed. Min. HPWH, Interior Closet, Not Ducted | PGE | PGE | CZ04 | 1992-2010 | CARE | Mixed-fuel | Mixed-fuel | -958.79 | 132.664 | 4412.5691 | 6634.2911 | 2906.1589 | -31.6468 | -59.0956 | N/A | 946.5365 | 5011.8465 | 0.14267 | 0.75545 | 320.7474 | 4353.137 | 0.048347 | 0.65616 | N/A | N/A | N/A | N/A | -139.4317 | -74.6683 | N/A | 9540.45 | 1.4381 | 0.68817 | 24.04% | 4435.63 | 419.826 | 1668.1267 | 2.8624 | 82667.25 | 5394.42
HPWH_TankInside_Ducted | HPWH in interior closet, ducted outside |  | 240V Fed. Min. HPWH, Interior Closet, Ducted | PGE | PGE | CZ04 | 1992-2010 | CARE | Mixed-fuel | Mixed-fuel | -1449.96 | 174.035 | 5491.8272 | 7713.5493 | 3275.4507 | -102.2013 | -106.9323 | N/A | -130.0519 | 5159.1837 | 0 | 0.66885 | -237.9095 | 5045.6521 | 0 | 0.65413 | N/A | N/A | N/A | N/A | -53.7354 | -51.358 | N/A | 10989 | 1.4246 | 0.87758 | 30.66% | 4435.63 | 419.826 | 1668.1267 | 2.8624 | 82667.25 | 5885.59
HPSH_9.5HSPF2_17SEER2 | New HPSH 9.5 HSPF2, 17 SEER2 |  | High Efficiency HPSH | PGE | PGE | CZ04 | 1992-2010 | CARE | Mixed-fuel | Mixed-fuel | -1547.96 | 200.802 | 4049.8042 | 6747.8627 | 4807.2373 | -11.8796 | -31.1237 | N/A | 2329.7862 | 8712.918 | 0.34526 | 1.2912 | 1891.0509 | 8251.1025 | 0.28024 | 1.2228 | N/A | N/A | N/A | N/A | -340.9042 | -130.1195 | N/A | 11555.1 | 1.7124 | 0.90161 | 31.77% | 4327.39 | 416.806 | 1625.6219 | 2.8381 | 80119.8 | 5875.35
MSHP | Ducted MSHP 9.5 HSPF2, 16.5 SEER2 |  | High Eff MSHP | PGE | PGE | CZ04 | 1992-2010 | CARE | Mixed-fuel | Mixed-fuel | -1579.2 | 200.802 | 1431.3643 | 3090.6078 | 8264.6922 | -22.8356 | -42.6278 | N/A | 2080.008 | 8449.9999 | 0.67301 | 2.7341 | 1628.7765 | 7975.0309 | 0.52701 | 2.5804 | N/A | N/A | N/A | N/A | -62.6814 | -33.5782 | N/A | 11355.3 | 3.6741 | 0.90111 | 31.75% | 4327.39 | 416.806 | 1625.6219 | 2.8381 | 80119.8 | 5906.59
PV_3kW | 3kW PV |  | 3kW PV | PGE | PGE | CZ04 | 1992-2010 | CARE | Mixed-fuel | Mixed-fuel | 4435.6303 | 0 | 9608.1502 | 11574.2633 | -2150.3633 | 570.2775 | N/A | 429.4974 | 13001.4111 | 13685.3671 | 1.1233 | 1.1824 | N/A | N/A | N/A | N/A | 9791.8508 | 10306.9638 | 0.846 | 0.89051 | 16.8482 | N/A | 22.3707 | 9423.9 | 0.81421 | 0.11753 | 4.032% | 4435.63 | 428.872 | 1684.9806 | 2.9153 | 83766.15 | -0.000314
AE | All Electric |  | All Electric | PGE | PGE | CZ04 | 1992-2010 | CARE | All Electric | Mixed-fuel | -4338.66 | 428.872 | 6378.1896 | 9402.1509 | 11843.2491 | -442.5433 | -303.2622 | N/A | -5128.0262 | 6545.6042 | 0 | 0.69618 | -1952.64 | 9888.0357 | 0 | 1.0517 | N/A | N/A | N/A | N/A | -14.4126 | -21.0319 | N/A | 21245.4 | 2.2596 | 1.9558 | 67.09% | 4435.63 | 428.872 | 1684.9806 | 2.9153 | 83766.15 | 8774.29
VCHP_base | Base VCHP |  | Base VCHP | PGE | PGE | CZ04 | 1992-2010 | CARE | Mixed-fuel | Mixed-fuel | -1283.91 | 173.004 | 11081.0734 | 17976.4839 | -6571.2339 | 5.0416 | -43.6535 | N/A | 2317.0422 | 7740.1325 | 0.12889 | 0.43057 | 1206.8732 | 6571.5616 | 0.067136 | 0.36556 | N/A | N/A | N/A | N/A | 2197.9323 | -253.8418 | N/A | 11405.25 | 0.63445 | 0.78333 | 29.69% | 3975.2 | 389.008 | 1467.5913 | 2.6388 | 75374.55 | 5259.11
VCHP_Fujitsu48 | Fujitsu 48 VCHP |  | Fujitsu 48 VCHP | PGE | PGE | CZ04 | 1992-2010 | CARE | Mixed-fuel | Mixed-fuel | -257.14 | 173.004 | 14838.0577 | 24144.9334 | -4581.1834 | 272.9946 | 173.3176 | N/A | 8425.9411 | 14170.398 | 0.34897 | 0.58689 | 6153.4654 | 11778.3757 | 0.25486 | 0.48782 | N/A | N/A | N/A | N/A | 54.3529 | 85.6119 | N/A | 19563.75 | 0.81026 | 0.94325 | 35.75% | 3975.2 | 389.008 | 1467.5913 | 2.6388 | 75374.55 | 4232.34
HPWH_PV | HPWH + 3kW PV |  | 240V Fed. Min. HPWH + 3kW PV | PGE | PGE | CZ04 | 1992-2010 | CARE | Mixed-fuel | Mixed-fuel | 3548.253 | 164.945 | 13940.1604 | 18127.9956 | 3800.0544 | 621.8423 | N/A | 517.5238 | 16262.5267 | 22138.5875 | 0.89709 | 1.2212 | N/A | N/A | N/A | N/A | 13884.2335 | 19635.1811 | 0.7659 | 1.0831 | 22.4175 | N/A | 26.9363 | 21928.05 | 1.2096 | 0.95169 | 33.25% | 4435.63 | 419.826 | 1668.1267 | 2.8624 | 82667.25 | 887.377
HPSH_PV | HPSH + 3kW PV |  | HPSH + 3kW PV | PGE | PGE | CZ04 | 1992-2010 | CARE | Mixed-fuel | Mixed-fuel | 3066.21 | 200.802 | 10704.3296 | 13472.6819 | 5275.2181 | 523.3395 | N/A | 463.5676 | 14531.9213 | 21556.9622 | 1.0786 | 1.6 | N/A | N/A | N/A | N/A | 13169.2188 | 20122.573 | 0.97748 | 1.4936 | 20.4539 | N/A | 23.0912 | 18747.9 | 1.3915 | 0.9736 | 34.3% | 4327.39 | 416.806 | 1625.6219 | 2.8381 | 80119.8 | 1261.18
HPSH_RCV_300CFM | New HPSH |  | Heat Pump Space Heater | CPAU | CPAU | CZ04 | 1992-2010 | CARE | Mixed-fuel | Mixed-fuel | -1937.72 | 200.802 | 1096.1794 | 1898.4186 | 6526.4814 | 0 | 0 | N/A | 0 | 0 | 0 | 0 | 0 | 0 | 0 | 0 | N/A | N/A | N/A | N/A | #DIV/0! | #DIV/0! | N/A | 8424.9 | 4.4379 | 0.84101 | 29.63% | 4327.39 | 416.806 | 0 | 2.8381 | 80119.8 | 6265.11
DFHP_RCV_300CFM_35F | DFHP, Existing Furnace 35F |  | Dual Fuel Heat Pump (existing furnace) | CPAU | CPAU | CZ04 | 1992-2010 | CARE | Mixed-fuel | Mixed-fuel | -1196.91 | 141.371 | 1987.2433 | 810.8035 | 5799.2465 | 0 | 0 | N/A | 0 | 0 | 0 | 0 | 0 | 0 | 0 | 0 | N/A | N/A | N/A | N/A | #DIV/0! | #DIV/0! | N/A | 6610.05 | 8.1525 | 0.62524 | 21.8% | 4327.39 | 421.955 | 0 | 2.8682 | 79004.25 | 5524.3
AtticInsulation_R38 | Attic Insulation: R-38 |  | Attic Insulation: R-38 | CPAU | CPAU | CZ04 | 1992-2010 | CARE | Mixed-fuel | Mixed-fuel | 59.52 | 3.922 | 1781.4608 | 1781.4608 | -899.0108 | 0 | N/A | N/A | 0 | 0 | 0 | 0 | N/A | N/A | N/A | N/A | N/A | N/A | N/A | N/A | #DIV/0! | N/A | N/A | 882.45 | 0.49535 | 0.02617 | 0.8977% | 4435.63 | 428.872 | 0 | 2.9153 | 83766.15 | 4376.11
AtticInsulation_R49 | Attic Insulation: R-49 |  | Attic Insulation: R-49 | CPAU | CPAU | CZ04 | 1992-2010 | CARE | Mixed-fuel | Mixed-fuel | 110.76 | 7.287 | 1827.4739 | 1827.4739 | -162.4739 | 0 | N/A | N/A | 0 | 0 | 0 | 0 | N/A | N/A | N/A | N/A | N/A | N/A | N/A | N/A | #DIV/0! | N/A | N/A | 1665 | 0.91109 | 0.04876 | 1.673% | 4435.63 | 428.872 | 0 | 2.9153 | 83766.15 | 4324.87
Windows_0.28UFactor0.23SHGC | New Windows: 0.28 U-factor, 0.23 SHGC |  | Window Upgrade: 0.28 vs 0.30 U-factor | CPAU | CPAU | CZ04 | 1992-2010 | CARE | Mixed-fuel | Mixed-fuel | 212.84 | 21.479 | 11462.7824 | 11462.7824 | -7433.4824 | 0 | N/A | N/A | 0 | 0 | 0 | 0 | N/A | N/A | N/A | N/A | N/A | N/A | N/A | N/A | #DIV/0! | N/A | N/A | 4029.3 | 0.35151 | 0.13813 | 4.738% | 4435.63 | 428.872 | 0 | 2.9153 | 83766.15 | 4222.79
Roof_RB | Roofing: Radiant Barrier |  | Radiant Barrier (at roof replacement) | CPAU | CPAU | CZ04 | 1992-2010 | CARE | Mixed-fuel | Mixed-fuel | 112.47 | 5.965 | 892.9455 | 892.9455 | 555.6045 | 0 | N/A | N/A | 0 | 0 | 0 | 0 | N/A | N/A | N/A | N/A | N/A | N/A | N/A | N/A | #DIV/0! | N/A | N/A | 1448.55 | 1.6222 | 0.04066 | 1.395% | 4435.63 | 428.872 | 0 | 2.9153 | 83766.15 | 4323.16
Roof_0.20Ref | Roofing: Steep Sloped, 0.20 Ref. |  | 0.20 Solar Reflectance Cool Roof (at roof replacement) | CPAU | CPAU | CZ04 | 1992-2010 | CARE | Mixed-fuel | Mixed-fuel | 100.95 | -7.642 | 892.9455 | 1203.407 | -1503.107 | 0 | N/A | N/A | 0 | 0 | 0 | 0 | N/A | N/A | N/A | N/A | N/A | N/A | N/A | N/A | #DIV/0! | N/A | N/A | -299.7 | 0 | -0.04019 | -1.379% | 4435.63 | 428.872 | 0 | 2.9153 | 83766.15 | 4334.68
Roof_0.25Ref | Roofing: Steep Sloped, 0.25 Ref. vs. 0.20 Ref |  | Roofing Upgrade: 0.25 vs. 0.20 Solar Reflectance (at roof replacement) | CPAU | CPAU | CZ04 | 1992-2010 | CARE | Mixed-fuel | Mixed-fuel | 146.65 | -11.623 | 1785.8911 | 2406.8139 | -2889.6639 | 0 | N/A | N/A | 0 | 0 | 0 | 0 | N/A | N/A | N/A | N/A | N/A | N/A | N/A | N/A | #DIV/0! | N/A | N/A | -482.85 | 0 | -0.06119 | -2.099% | 4435.63 | 428.872 | 0 | 2.9153 | 83766.15 | 4288.98
Ducts_R6 | New Ducts: R-6 |  | New Ducts: R-6 | CPAU | CPAU | CZ04 | 1992-2010 | CARE | Mixed-fuel | Mixed-fuel | 193.66 | 15.418 | 4808.3746 | 4808.3746 | -1478.3746 | 0 | N/A | N/A | 0 | 0 | 0 | 0 | N/A | N/A | N/A | N/A | N/A | N/A | N/A | N/A | #DIV/0! | N/A | N/A | 3330 | 0.69254 | 0.10631 | 3.647% | 4435.63 | 428.872 | 0 | 2.9153 | 83766.15 | 4241.97
Ducts_R8 | New Ducts: R-8 |  | New Ducts: R-8 | CPAU | CPAU | CZ04 | 1992-2010 | CARE | Mixed-fuel | Mixed-fuel | 214.7 | 19.029 | 6311.1144 | 6311.1144 | -2381.7144 | 0 | N/A | N/A | 0 | 0 | 0 | 0 | N/A | N/A | N/A | N/A | N/A | N/A | N/A | N/A | #DIV/0! | N/A | N/A | 3929.4 | 0.62262 | 0.12889 | 4.421% | 4435.63 | 428.872 | 0 | 2.9153 | 83766.15 | 4220.93
DuctSealing_10% | Duct Sealing: 10% |  | Duct Sealing: 10% | CPAU | CPAU | CZ04 | 1992-2010 | CARE | Mixed-fuel | Mixed-fuel | 39.74 | 6.917 | 1400.2974 | 1400.2974 | -251.4474 | 0 | N/A | N/A | 0 | 0 | 0 | 0 | N/A | N/A | N/A | N/A | N/A | N/A | N/A | N/A | #DIV/0! | N/A | N/A | 1148.85 | 0.82043 | 0.04314 | 1.48% | 4435.63 | 428.872 | 0 | 2.9153 | 83766.15 | 4395.89
HPWH | HPWH |  | 240V Fed. Min. HPWH | CPAU | CPAU | CZ04 | 1992-2010 | CARE | Mixed-fuel | Mixed-fuel | -1455.68 | 164.945 | 4332.0102 | 6553.7323 | 3286.4177 | 0 | 0 | N/A | 0 | 0 | 0 | 0 | 0 | 0 | 0 | 0 | N/A | N/A | N/A | N/A | #DIV/0! | #DIV/0! | N/A | 9840.15 | 1.5015 | 0.8191 | 28.62% | 4435.63 | 419.826 | 0 | 2.8624 | 82667.25 | 5891.31
HPWH_HighEfficiency | High Efficiency HPWH |  | 240V Market Std. NEEA HPWH | CPAU | CPAU | CZ04 | 1992-2010 | CARE | Mixed-fuel | Mixed-fuel | -1133.04 | 165.104 | 5192.8306 | 7967.0806 | 4104.1694 | 0 | 0 | N/A | 0 | 0 | 0 | 0 | 0 | 0 | 0 | 0 | N/A | N/A | N/A | N/A | #DIV/0! | #DIV/0! | N/A | 12071.25 | 1.5151 | 0.85412 | 29.84% | 4435.63 | 419.826 | 0 | 2.8624 | 82667.25 | 5568.67
HPWH_HighEfficiency_DR | High Efficiency HPWH with Demand Response |  | 240V Market Std. NEEA HPWH + DR | CPAU | CPAU | CZ04 | 1992-2010 | CARE | Mixed-fuel | Mixed-fuel | -917.13 | 165.158 | 5192.8306 | 7967.0806 | 5785.8194 | 0 | 0 | N/A | 0 | 0 | 0 | 0 | 0 | 0 | 0 | 0 | N/A | N/A | N/A | N/A | #DIV/0! | #DIV/0! | N/A | 13752.9 | 1.7262 | 0.8851 | 30.92% | 4435.63 | 419.826 | 0 | 2.8624 | 82667.25 | 5352.76
HPWH_120V | 120V HPWH |  | 120V Market Std. NEEA HPWH | CPAU | CPAU | CZ04 | 1992-2010 | CARE | Mixed-fuel | Mixed-fuel | -888.85 | 165.549 | 2892.8863 | 4272.7328 | 9863.1172 | 0 | 0 | N/A | 0 | 0 | 0 | 0 | 0 | 0 | 0 | 0 | N/A | N/A | N/A | N/A | #DIV/0! | #DIV/0! | N/A | 14135.85 | 3.3084 | 0.89853 | 31.39% | 4435.63 | 419.826 | 0 | 2.8624 | 82667.25 | 5324.48
HPWH_TankOutside | HPWH in Exterior Closet |  | 240V Fed. Min. HPWH, Exterior Closet | CPAU | CPAU | CZ04 | 1992-2010 | CARE | Mixed-fuel | Mixed-fuel | -1485.29 | 163.809 | 4751.0613 | 6972.7834 | 2501.0666 | 0 | 0 | N/A | 0 | 0 | 0 | 0 | 0 | 0 | 0 | 0 | N/A | N/A | N/A | N/A | #DIV/0! | #DIV/0! | N/A | 9473.85 | 1.3587 | 0.8083 | 28.24% | 4435.63 | 419.826 | 0 | 2.8624 | 82667.25 | 5920.92
HPWH_TankInside_NotDucted | HPWH in interior closet, not ducted |  | 240V Fed. Min. HPWH, Interior Closet, Not Ducted | CPAU | CPAU | CZ04 | 1992-2010 | CARE | Mixed-fuel | Mixed-fuel | -958.79 | 132.664 | 4412.5691 | 6634.2911 | 2906.1589 | 0 | 0 | N/A | 0 | 0 | 0 | 0 | 0 | 0 | 0 | 0 | N/A | N/A | N/A | N/A | #DIV/0! | #DIV/0! | N/A | 9540.45 | 1.4381 | 0.68817 | 24.04% | 4435.63 | 419.826 | 0 | 2.8624 | 82667.25 | 5394.42
HPWH_TankInside_Ducted | HPWH in interior closet, ducted outside |  | 240V Fed. Min. HPWH, Interior Closet, Ducted | CPAU | CPAU | CZ04 | 1992-2010 | CARE | Mixed-fuel | Mixed-fuel | -1449.96 | 174.035 | 5491.8272 | 7713.5493 | 3275.4507 | 0 | 0 | N/A | 0 | 0 | 0 | 0 | 0 | 0 | 0 | 0 | N/A | N/A | N/A | N/A | #DIV/0! | #DIV/0! | N/A | 10989 | 1.4246 | 0.87758 | 30.66% | 4435.63 | 419.826 | 0 | 2.8624 | 82667.25 | 5885.59
HPSH_9.5HSPF2_17SEER2 | New HPSH 9.5 HSPF2, 17 SEER2 |  | High Efficiency HPSH | CPAU | CPAU | CZ04 | 1992-2010 | CARE | Mixed-fuel | Mixed-fuel | -1547.96 | 200.802 | 4049.8042 | 6747.8627 | 4807.2373 | 0 | 0 | N/A | 0 | 0 | 0 | 0 | 0 | 0 | 0 | 0 | N/A | N/A | N/A | N/A | #DIV/0! | #DIV/0! | N/A | 11555.1 | 1.7124 | 0.90161 | 31.77% | 4327.39 | 416.806 | 0 | 2.8381 | 80119.8 | 5875.35
MSHP | Ducted MSHP 9.5 HSPF2, 16.5 SEER2 |  | High Eff MSHP | CPAU | CPAU | CZ04 | 1992-2010 | CARE | Mixed-fuel | Mixed-fuel | -1579.2 | 200.802 | 1431.3643 | 3090.6078 | 8264.6922 | 0 | 0 | N/A | 0 | 0 | 0 | 0 | 0 | 0 | 0 | 0 | N/A | N/A | N/A | N/A | #DIV/0! | #DIV/0! | N/A | 11355.3 | 3.6741 | 0.90111 | 31.75% | 4327.39 | 416.806 | 0 | 2.8381 | 80119.8 | 5906.59
PV_3kW | 3kW PV |  | 3kW PV | CPAU | CPAU | CZ04 | 1992-2010 | CARE | Mixed-fuel | Mixed-fuel | 4435.6303 | 0 | 9608.1502 | 11574.2633 | -2150.3633 | 0 | N/A | 0 | 0 | 0 | 0 | 0 | N/A | N/A | N/A | N/A | 0 | 0 | 0 | 0 | #DIV/0! | N/A | #DIV/0! | 9423.9 | 0.81421 | 0.11753 | 4.032% | 4435.63 | 428.872 | 0 | 2.9153 | 83766.15 | -0.000314
AE | All Electric |  | All Electric | CPAU | CPAU | CZ04 | 1992-2010 | CARE | All Electric | Mixed-fuel | -4338.66 | 428.872 | 6378.1896 | 9402.1509 | 11843.2491 | 0 | 0 | N/A | 0 | 0 | 0 | 0 | 0 | 0 | 0 | 0 | N/A | N/A | N/A | N/A | #DIV/0! | #DIV/0! | N/A | 21245.4 | 2.2596 | 1.9558 | 67.09% | 4435.63 | 428.872 | 0 | 2.9153 | 83766.15 | 8774.29
VCHP_base | Base VCHP |  | Base VCHP | CPAU | CPAU | CZ04 | 1992-2010 | CARE | Mixed-fuel | Mixed-fuel | -1283.91 | 173.004 | 11081.0734 | 17976.4839 | -6571.2339 | 0 | 0 | N/A | 0 | 0 | 0 | 0 | 0 | 0 | 0 | 0 | N/A | N/A | N/A | N/A | #DIV/0! | #DIV/0! | N/A | 11405.25 | 0.63445 | 0.78333 | 29.69% | 3975.2 | 389.008 | 0 | 2.6388 | 75374.55 | 5259.11
VCHP_Fujitsu48 | Fujitsu 48 VCHP |  | Fujitsu 48 VCHP | CPAU | CPAU | CZ04 | 1992-2010 | CARE | Mixed-fuel | Mixed-fuel | -257.14 | 173.004 | 14838.0577 | 24144.9334 | -4581.1834 | 0 | 0 | N/A | 0 | 0 | 0 | 0 | 0 | 0 | 0 | 0 | N/A | N/A | N/A | N/A | #DIV/0! | #DIV/0! | N/A | 19563.75 | 0.81026 | 0.94325 | 35.75% | 3975.2 | 389.008 | 0 | 2.6388 | 75374.55 | 4232.34
HPWH_PV | HPWH + 3kW PV |  | 240V Fed. Min. HPWH + 3kW PV | CPAU | CPAU | CZ04 | 1992-2010 | CARE | Mixed-fuel | Mixed-fuel | 3548.253 | 164.945 | 13940.1604 | 18127.9956 | 3800.0544 | 0 | N/A | 0 | 0 | 0 | 0 | 0 | N/A | N/A | N/A | N/A | 0 | 0 | 0 | 0 | #DIV/0! | N/A | #DIV/0! | 21928.05 | 1.2096 | 0.95169 | 33.25% | 4435.63 | 419.826 | 0 | 2.8624 | 82667.25 | 887.377
HPSH_PV | HPSH + 3kW PV |  | HPSH + 3kW PV | CPAU | CPAU | CZ04 | 1992-2010 | CARE | Mixed-fuel | Mixed-fuel | 3066.21 | 200.802 | 10704.3296 | 13472.6819 | 5275.2181 | 0 | N/A | 0 | 0 | 0 | 0 | 0 | N/A | N/A | N/A | N/A | 0 | 0 | 0 | 0 | #DIV/0! | N/A | #DIV/0! | 18747.9 | 1.3915 | 0.9736 | 34.3% | 4327.39 | 416.806 | 0 | 2.8381 | 80119.8 | 1261.18
HPSH_RCV_300CFM | New HPSH |  | Heat Pump Space Heater | PGE | PGE | CZ05 | 1992-2010 | CARE | Mixed-fuel | Mixed-fuel | -1439.22 | 151.305 | 1020.3334 | 1617.9653 | 4858.8847 | -47.552 | -67.1307 | N/A | 856.4773 | 5573.1779 | 0.52935 | 3.4446 | 410.1139 | 5103.333 | 0.25348 | 3.1542 | N/A | N/A | N/A | N/A | -21.4572 | -15.1992 | N/A | 6476.85 | 4.0031 | 0.64579 | 25.47% | 3648.34 | 372.566 | 1372.4519 | 2.5359 | 69763.5 | 5087.56
DFHP_RCV_300CFM_35F | DFHP, Existing Furnace 35F |  | Dual Fuel Heat Pump (existing furnace) | PGE | PGE | CZ05 | 1992-2010 | CARE | Mixed-fuel | Mixed-fuel | -1130.45 | 136.444 | 2014.2367 | 672.8765 | 5026.9735 | 9.1198 | -31.4954 | N/A | 1968.3067 | 6309.7039 | 2.9252 | 9.3772 | 1042.3468 | 5335.0327 | 1.5491 | 7.9287 | N/A | N/A | N/A | N/A | 220.8651 | -63.9534 | N/A | 5699.85 | 8.4709 | 0.61493 | 24.03% | 3648.34 | 376.446 | 1379.7924 | 2.5586 | 68925.45 | 4778.79
AtticInsulation_R38 | Attic Insulation: R-38 |  | Attic Insulation: R-38 | PGE | PGE | CZ05 | 1992-2010 | CARE | Mixed-fuel | Mixed-fuel | 3.97 | 3.213 | 1781.4608 | 1781.4608 | -1331.9108 | 7.1442 | N/A | N/A | 207.4082 | 325.5252 | 0.11643 | 0.18273 | N/A | N/A | N/A | N/A | N/A | N/A | N/A | N/A | 249.3593 | N/A | N/A | 449.55 | 0.25235 | 0.01937 | 0.7482% | 3653.97 | 381.485 | 1390.8255 | 2.5889 | 71928 | 3650
AtticInsulation_R49 | Attic Insulation: R-49 |  | Attic Insulation: R-49 | PGE | PGE | CZ05 | 1992-2010 | CARE | Mixed-fuel | Mixed-fuel | 9.1 | 5.975 | 1827.4739 | 1827.4739 | -978.3239 | 13.7365 | N/A | N/A | 395.9222 | 615.9598 | 0.21665 | 0.33706 | N/A | N/A | N/A | N/A | N/A | N/A | N/A | N/A | 133.0374 | N/A | N/A | 849.15 | 0.46466 | 0.03626 | 1.401% | 3653.97 | 381.485 | 1390.8255 | 2.5889 | 71928 | 3644.87
Windows_0.28UFactor0.35SHGC | New Windows: 0.28 U-factor, 0.35 SHGC |  | Window Upgrade: 0.28 vs 0.30 U-factor | PGE | PGE | CZ05 | 1992-2010 | CARE | Mixed-fuel | Mixed-fuel | 32.41 | 38.586 | 11871.2871 | 11871.2871 | -6826.3371 | 80.739 | N/A | N/A | 2369.7063 | 3767.8184 | 0.19962 | 0.31739 | N/A | N/A | N/A | N/A | N/A | N/A | N/A | N/A | 147.0329 | N/A | N/A | 5044.95 | 0.42497 | 0.23009 | 8.888% | 3653.97 | 381.485 | 1390.8255 | 2.5889 | 71928 | 3621.56
Roof_RB | Roofing: Radiant Barrier |  | Radiant Barrier (at roof replacement) | PGE | PGE | CZ05 | 1992-2010 | CARE | Mixed-fuel | Mixed-fuel | 10.24 | 5.213 | 892.9455 | 892.9455 | -160.3455 | 12.527 | N/A | N/A | 357.377 | 548.9818 | 0.40022 | 0.6148 | N/A | N/A | N/A | N/A | N/A | N/A | N/A | N/A | 71.2819 | N/A | N/A | 732.6 | 0.82043 | 0.03197 | 1.235% | 3653.97 | 381.485 | 1390.8255 | 2.5889 | 71928 | 3643.73
Roof_0.20Ref | Roofing: Steep Sloped, 0.20 Ref. |  | 0.20 Solar Reflectance Cool Roof (at roof replacement) | PGE | PGE | CZ05 | 1992-2010 | CARE | Mixed-fuel | Mixed-fuel | 0.01 | -7.186 | 892.9455 | 1203.407 | -2069.207 | -13.3758 | N/A | N/A | -403.498 | -661.9731 | 0 | 0 | N/A | N/A | N/A | N/A | N/A | N/A | N/A | N/A | -66.7585 | N/A | N/A | -865.8 | 0 | -0.04191 | -1.619% | 3653.97 | 381.485 | 1390.8255 | 2.5889 | 71928 | 3653.96
Roof_0.25Ref | Roofing: Steep Sloped, 0.25 Ref. |  | 0.25 Solar Reflectance Cool Roof (at roof replacement) | PGE | PGE | CZ05 | 1992-2010 | CARE | Mixed-fuel | Mixed-fuel | -0.73 | -10.939 | 1785.8911 | 2406.8139 | -3722.1639 | -20.7061 | N/A | N/A | -623.1412 | -1019.6111 | 0 | 0 | N/A | N/A | N/A | N/A | N/A | N/A | N/A | N/A | -86.2495 | N/A | N/A | -1315.35 | 0 | -0.06391 | -2.469% | 3653.97 | 381.485 | 1390.8255 | 2.5889 | 71928 | 3654.7
Ducts_R6 | New Ducts: R-6 |  | New Ducts: R-6 | PGE | PGE | CZ05 | 1992-2010 | CARE | Mixed-fuel | Mixed-fuel | 48.92 | 11.001 | 4808.3746 | 4808.3746 | -3043.4746 | 33.8604 | N/A | N/A | 924.5717 | 1340.5918 | 0.19228 | 0.2788 | N/A | N/A | N/A | N/A | N/A | N/A | N/A | N/A | 142.0059 | N/A | N/A | 1764.9 | 0.36705 | 0.07136 | 2.756% | 3653.97 | 381.485 | 1390.8255 | 2.5889 | 71928 | 3605.05
Ducts_R8 | New Ducts: R-8 |  | New Ducts: R-8 | PGE | PGE | CZ05 | 1992-2010 | CARE | Mixed-fuel | Mixed-fuel | 52.5 | 13.516 | 6311.1144 | 6311.1144 | -4213.2144 | 39.5735 | N/A | N/A | 1089.7062 | 1598.3915 | 0.17266 | 0.25327 | N/A | N/A | N/A | N/A | N/A | N/A | N/A | N/A | 159.4782 | N/A | N/A | 2097.9 | 0.33241 | 0.08661 | 3.345% | 3653.97 | 381.485 | 1390.8255 | 2.5889 | 71928 | 3601.47
DuctSealing_10% | Duct Sealing: 10% |  | Duct Sealing: 10% | PGE | PGE | CZ05 | 1992-2010 | CARE | Mixed-fuel | Mixed-fuel | 5.63 | 5.039 | 1400.2974 | 1400.2974 | -717.6474 | 11.0331 | N/A | N/A | 321.4528 | 506.6756 | 0.22956 | 0.36183 | N/A | N/A | N/A | N/A | N/A | N/A | N/A | N/A | 126.9182 | N/A | N/A | 682.65 | 0.4875 | 0.03029 | 1.17% | 3653.97 | 381.485 | 1390.8255 | 2.5889 | 71928 | 3648.34
HPWH | HPWH |  | 240V Fed. Min. HPWH | PGE | PGE | CZ05 | 1992-2010 | CARE | Mixed-fuel | Mixed-fuel | -1391.5 | 170.111 | 4332.0102 | 6553.7323 | 4185.5177 | -102.7898 | -66.3266 | N/A | -239.4446 | 4812.9906 | 0 | 0.73439 | 591.8598 | 5688.0268 | 0.090309 | 0.86791 | N/A | N/A | N/A | N/A | -42.1443 | -65.3134 | N/A | 10739.25 | 1.6386 | 0.86381 | 34.07% | 3653.97 | 372.363 | 1374.242 | 2.5356 | 70845.75 | 5045.47
HPWH_HighEfficiency | High Efficiency HPWH |  | 240V Market Std. NEEA HPWH | PGE | PGE | CZ05 | 1992-2010 | CARE | Mixed-fuel | Mixed-fuel | -1077.46 | 170.275 | 5192.8306 | 7967.0806 | 5053.2194 | -14.2403 | 3.3908 | N/A | 1781.3201 | 6944.8229 | 0.22359 | 0.87169 | 2183.2815 | 7367.93 | 0.27404 | 0.9248 | N/A | N/A | N/A | N/A | -364.6562 | 1531.4549 | N/A | 13020.3 | 1.6343 | 0.89946 | 35.47% | 3653.97 | 372.363 | 1374.242 | 2.5356 | 70845.75 | 4731.43
HPWH_HighEfficiency_DR | High Efficiency HPWH with Demand Response |  | 240V Market Std. NEEA HPWH + DR | PGE | PGE | CZ05 | 1992-2010 | CARE | Mixed-fuel | Mixed-fuel | -967.65 | 170.296 | 5192.8306 | 7967.0806 | 6268.6694 | 17.1734 | 31.4303 | N/A | 2497.761 | 7699.5741 | 0.31351 | 0.96642 | 2822.7946 | 8041.7065 | 0.35431 | 1.0094 | N/A | N/A | N/A | N/A | 302.3764 | 165.2175 | N/A | 14235.75 | 1.7868 | 0.91877 | 36.24% | 3653.97 | 372.363 | 1374.242 | 2.5356 | 70845.75 | 4621.62
HPWH_120V | 120V HPWH |  | 120V Market Std. NEEA HPWH | PGE | PGE | CZ05 | 1992-2010 | CARE | Mixed-fuel | Mixed-fuel | -935.01 | 170.708 | 2892.8863 | 4272.7328 | 10196.1172 | 27.2461 | 38.8893 | N/A | 2732.3733 | 7958.4936 | 0.63949 | 1.8626 | 2997.8189 | 8237.9034 | 0.70162 | 1.928 | N/A | N/A | N/A | N/A | 106.1761 | 74.3877 | N/A | 14468.85 | 3.3863 | 0.92207 | 36.37% | 3653.97 | 372.363 | 1374.242 | 2.5356 | 70845.75 | 4588.98
HPWH_TankOutside | HPWH in Exterior Closet |  | 240V Fed. Min. HPWH, Exterior Closet | PGE | PGE | CZ05 | 1992-2010 | CARE | Mixed-fuel | Mixed-fuel | -1423.89 | 168.99 | 4751.0613 | 6972.7834 | 3383.5166 | -113.8526 | -75.6311 | N/A | -505.1962 | 4500.6653 | 0 | 0.64546 | 366.1925 | 5417.8945 | 0.052517 | 0.77701 | N/A | N/A | N/A | N/A | -41.7299 | -62.8189 | N/A | 10356.3 | 1.4852 | 0.85334 | 33.66% | 3653.97 | 372.363 | 1374.242 | 2.5356 | 70845.75 | 5077.86
HPWH_TankInside_NotDucted | HPWH in interior closet, not ducted |  | 240V Fed. Min. HPWH, Interior Closet, Not Ducted | PGE | PGE | CZ05 | 1992-2010 | CARE | Mixed-fuel | Mixed-fuel | -1181.09 | 130.118 | 4412.5691 | 6634.2911 | 941.4589 | -111.941 | -89.4686 | N/A | -934.8581 | 2909.1467 | 0 | 0.4385 | -422.5247 | 3448.4321 | 0 | 0.51979 | N/A | N/A | N/A | N/A | -39.4187 | -49.3197 | N/A | 7575.75 | 1.1419 | 0.66342 | 26.16% | 3653.97 | 372.363 | 1374.242 | 2.5356 | 70845.75 | 4835.06
HPWH_TankInside_Ducted | HPWH in interior closet, ducted outside |  | 240V Fed. Min. HPWH, Interior Closet, Ducted | PGE | PGE | CZ05 | 1992-2010 | CARE | Mixed-fuel | Mixed-fuel | -1357.3 | 179.892 | 5491.8272 | 7713.5493 | 4524.2007 | -77.7466 | -43.8961 | N/A | 449.2469 | 5821.3674 | 0.058241 | 0.75469 | 1220.9851 | 6633.7037 | 0.15829 | 0.86001 | N/A | N/A | N/A | N/A | -70.6375 | -125.1097 | N/A | 12237.75 | 1.5865 | 0.92761 | 36.58% | 3653.97 | 372.363 | 1374.242 | 2.5356 | 70845.75 | 5011.27
HPSH_9.5HSPF2_17SEER2 | New HPSH 9.5 HSPF2, 17 SEER2 |  | High Efficiency HPSH | PGE | PGE | CZ05 | 1992-2010 | CARE | Mixed-fuel | Mixed-fuel | -1181.45 | 151.305 | 3951.0299 | 6429.7645 | 2078.3855 | 19.3026 | -16.6239 | N/A | 2380.6552 | 7177.5371 | 0.37026 | 1.1163 | 1561.5883 | 6315.3822 | 0.24287 | 0.98221 | N/A | N/A | N/A | N/A | 204.689 | -237.6715 | N/A | 8508.15 | 1.3232 | 0.68708 | 27.09% | 3648.34 | 372.566 | 1372.4519 | 2.5359 | 69763.5 | 4829.79
MSHP | Ducted MSHP 9.5 HSPF2, 16.5 SEER2 |  | High Eff MSHP | PGE | PGE | CZ05 | 1992-2010 | CARE | Mixed-fuel | Mixed-fuel | -1172.65 | 151.305 | 1441.5303 | 2951.3745 | 5623.3755 | 21.5855 | -14.9105 | N/A | 2432.7028 | 7232.3228 | 0.82426 | 2.4505 | 1600.652 | 6356.5008 | 0.54234 | 2.1537 | N/A | N/A | N/A | N/A | 66.7822 | -96.679 | N/A | 8574.75 | 2.9053 | 0.68855 | 27.15% | 3648.34 | 372.566 | 1372.4519 | 2.5359 | 69763.5 | 4820.99
PV_3kW | 3kW PV |  | 3kW PV | PGE | PGE | CZ05 | 1992-2010 | CARE | Mixed-fuel | Mixed-fuel | 3653.9703 | 0 | 9608.1502 | 11574.2633 | -3499.0133 | 492.7517 | N/A | 384.2391 | 11233.9474 | 11824.9238 | 0.9706 | 1.0217 | N/A | N/A | N/A | N/A | 8760.035 | 9220.868 | 0.75685 | 0.79667 | 19.499 | N/A | 25.0057 | 8075.25 | 0.69769 | 0.10154 | 3.922% | 3653.97 | 381.485 | 1390.8255 | 2.5889 | 71928 | -0.00025725
AE | All Electric |  | All Electric | PGE | PGE | CZ05 | 1992-2010 | CARE | All Electric | Mixed-fuel | -3885.44 | 381.485 | 6302.3436 | 9121.6976 | 9376.4524 | -408.879 | -289.5753 | N/A | -5029.4595 | 5039.0297 | 0 | 0.55242 | -2309.5266 | 7902.0483 | 0 | 0.86629 | N/A | N/A | N/A | N/A | -15.4137 | -21.7641 | N/A | 18498.15 | 2.0279 | 1.7814 | 68.81% | 3653.97 | 381.485 | 1390.8255 | 2.5889 | 71928 | 7539.41
VCHP_base | Base VCHP |  | Base VCHP | PGE | PGE | CZ05 | 1992-2010 | CARE | Mixed-fuel | Mixed-fuel | -1025.13 | 132.627 | 8825.7784 | 14273.6008 | -5782.1008 | 23.8491 | -31.8371 | N/A | 2225.2894 | 6390.4508 | 0.1559 | 0.44771 | 955.7314 | 5054.106 | 0.066958 | 0.35409 | N/A | N/A | N/A | N/A | 370.0669 | -277.2164 | N/A | 8491.5 | 0.59491 | 0.60864 | 25.3% | 3501.77 | 353.888 | 1298.0388 | 2.4061 | 67315.95 | 4526.9
VCHP_Fujitsu48 | Fujitsu 48 VCHP |  | Fujitsu 48 VCHP | PGE | PGE | CZ05 | 1992-2010 | CARE | Mixed-fuel | Mixed-fuel | -388.18 | 132.627 | 12409.8442 | 20158.142 | -6588.392 | 184.4299 | 92.7566 | N/A | 5886.2726 | 10244.0247 | 0.292 | 0.50818 | 3796.2691 | 8044.0738 | 0.18832 | 0.39905 | N/A | N/A | N/A | N/A | 67.2876 | 133.7893 | N/A | 13569.75 | 0.67316 | 0.71412 | 29.68% | 3501.77 | 353.888 | 1298.0388 | 2.4061 | 67315.95 | 3889.95
HPWH_PV | HPWH + 3kW PV |  | 240V Fed. Min. HPWH + 3kW PV | PGE | PGE | CZ05 | 1992-2010 | CARE | Mixed-fuel | Mixed-fuel | 3561.5994 | 170.111 | 13940.1604 | 18127.9956 | 3766.7544 | 595.3447 | N/A | 528.865 | 15676.903 | 21566.6383 | 0.86479 | 1.1897 | N/A | N/A | N/A | N/A | 14161.2708 | 19971.2743 | 0.78118 | 1.1017 | 23.4153 | N/A | 26.3586 | 21894.75 | 1.2078 | 1.0015 | 39.5% | 3653.97 | 372.363 | 1374.242 | 2.5356 | 70845.75 | 92.3706
HPSH_PV | HPSH + 3kW PV |  | HPSH + 3kW PV | PGE | PGE | CZ05 | 1992-2010 | CARE | Mixed-fuel | Mixed-fuel | 3513.879 | 151.305 | 10628.4836 | 13192.2286 | 2475.4214 | 528.7212 | N/A | 464.4507 | 13994.581 | 19402.4285 | 1.0608 | 1.4707 | N/A | N/A | N/A | N/A | 12529.3181 | 17860.0836 | 0.94975 | 1.3538 | 20.1022 | N/A | 22.884 | 15667.65 | 1.1876 | 0.78343 | 30.89% | 3648.34 | 372.566 | 1372.4519 | 2.5359 | 69763.5 | 134.461
HPSH_RCV_300CFM | New HPSH |  | Heat Pump Space Heater | SCG | PGE | CZ05 | 1992-2010 | CARE | Mixed-fuel | Mixed-fuel | -1439.22 | 151.305 | 1020.3334 | 1617.9653 | 4858.8847 | -94.9923 | -114.571 | N/A | -573.0549 | 3230.7611 | 0 | 1.9968 | -1019.4183 | 2760.9161 | 0 | 1.7064 | N/A | N/A | N/A | N/A | -10.7412 | -8.9057 | N/A | 6476.85 | 4.0031 | 0.64579 | 25.47% | 3648.34 | 372.566 | 1316.7156 | 2.5359 | 69763.5 | 5087.56
DFHP_RCV_300CFM_35F | DFHP, Existing Furnace 35F |  | Dual Fuel Heat Pump (existing furnace) | SCG | PGE | CZ05 | 1992-2010 | CARE | Mixed-fuel | Mixed-fuel | -1130.45 | 136.444 | 2014.2367 | 672.8765 | 5026.9735 | -34.0202 | -74.6353 | N/A | 668.357 | 4179.6197 | 0.99328 | 6.2116 | -257.6029 | 3204.9485 | 0 | 4.7631 | N/A | N/A | N/A | N/A | -59.2071 | -26.9877 | N/A | 5699.85 | 8.4709 | 0.61493 | 24.03% | 3648.34 | 376.446 | 1322.5145 | 2.5586 | 68925.45 | 4778.79
AtticInsulation_R38 | Attic Insulation: R-38 |  | Attic Insulation: R-38 | SCG | PGE | CZ05 | 1992-2010 | CARE | Mixed-fuel | Mixed-fuel | 3.97 | 3.213 | 1781.4608 | 1781.4608 | -1331.9108 | 6.2029 | N/A | N/A | 179.0442 | 279.0481 | 0.1005 | 0.15664 | N/A | N/A | N/A | N/A | N/A | N/A | N/A | N/A | 287.1996 | N/A | N/A | 449.55 | 0.25235 | 0.01937 | 0.7482% | 3653.97 | 381.485 | 1331.955 | 2.5889 | 71928 | 3650
AtticInsulation_R49 | Attic Insulation: R-49 |  | Attic Insulation: R-49 | SCG | PGE | CZ05 | 1992-2010 | CARE | Mixed-fuel | Mixed-fuel | 9.1 | 5.975 | 1827.4739 | 1827.4739 | -978.3239 | 11.8002 | N/A | N/A | 337.5724 | 520.3485 | 0.18472 | 0.28474 | N/A | N/A | N/A | N/A | N/A | N/A | N/A | N/A | 154.8686 | N/A | N/A | 849.15 | 0.46466 | 0.03626 | 1.401% | 3653.97 | 381.485 | 1331.955 | 2.5889 | 71928 | 3644.87
Windows_0.28UFactor0.35SHGC | New Windows: 0.28 U-factor, 0.35 SHGC |  | Window Upgrade: 0.28 vs 0.30 U-factor | SCG | PGE | CZ05 | 1992-2010 | CARE | Mixed-fuel | Mixed-fuel | 32.41 | 38.586 | 11871.2871 | 11871.2871 | -6826.3371 | 65.8667 | N/A | N/A | 1921.5566 | 3033.4849 | 0.16187 | 0.25553 | N/A | N/A | N/A | N/A | N/A | N/A | N/A | N/A | 180.2319 | N/A | N/A | 5044.95 | 0.42497 | 0.23009 | 8.888% | 3653.97 | 381.485 | 1331.955 | 2.5889 | 71928 | 3621.56
Roof_RB | Roofing: Radiant Barrier |  | Radiant Barrier (at roof replacement) | SCG | PGE | CZ05 | 1992-2010 | CARE | Mixed-fuel | Mixed-fuel | 10.24 | 5.213 | 892.9455 | 892.9455 | -160.3455 | 11.0137 | N/A | N/A | 311.7777 | 474.2633 | 0.34916 | 0.53112 | N/A | N/A | N/A | N/A | N/A | N/A | N/A | N/A | 81.0758 | N/A | N/A | 732.6 | 0.82043 | 0.03197 | 1.235% | 3653.97 | 381.485 | 1331.955 | 2.5889 | 71928 | 3643.73
Roof_0.20Ref | Roofing: Steep Sloped, 0.20 Ref. |  | 0.20 Solar Reflectance Cool Roof (at roof replacement) | SCG | PGE | CZ05 | 1992-2010 | CARE | Mixed-fuel | Mixed-fuel | 0.01 | -7.186 | 892.9455 | 1203.407 | -2069.207 | -11.2507 | N/A | N/A | -339.4633 | -557.0465 | 0 | 0 | N/A | N/A | N/A | N/A | N/A | N/A | N/A | N/A | -79.368 | N/A | N/A | -865.8 | 0 | -0.04191 | -1.619% | 3653.97 | 381.485 | 1331.955 | 2.5889 | 71928 | 3653.96
Roof_0.25Ref | Roofing: Steep Sloped, 0.25 Ref. |  | 0.25 Solar Reflectance Cool Roof (at roof replacement) | SCG | PGE | CZ05 | 1992-2010 | CARE | Mixed-fuel | Mixed-fuel | -0.73 | -10.939 | 1785.8911 | 2406.8139 | -3722.1639 | -17.3285 | N/A | N/A | -521.3615 | -852.8359 | 0 | 0 | N/A | N/A | N/A | N/A | N/A | N/A | N/A | N/A | -103.0612 | N/A | N/A | -1315.35 | 0 | -0.06391 | -2.469% | 3653.97 | 381.485 | 1331.955 | 2.5889 | 71928 | 3654.7
Ducts_R6 | New Ducts: R-6 |  | New Ducts: R-6 | SCG | PGE | CZ05 | 1992-2010 | CARE | Mixed-fuel | Mixed-fuel | 48.92 | 11.001 | 4808.3746 | 4808.3746 | -3043.4746 | 29.9084 | N/A | N/A | 805.4853 | 1145.4582 | 0.16752 | 0.23822 | N/A | N/A | N/A | N/A | N/A | N/A | N/A | N/A | 160.77 | N/A | N/A | 1764.9 | 0.36705 | 0.07136 | 2.756% | 3653.97 | 381.485 | 1331.955 | 2.5889 | 71928 | 3605.05
Ducts_R8 | New Ducts: R-8 |  | New Ducts: R-8 | SCG | PGE | CZ05 | 1992-2010 | CARE | Mixed-fuel | Mixed-fuel | 52.5 | 13.516 | 6311.1144 | 6311.1144 | -4213.2144 | 34.6263 | N/A | N/A | 940.6306 | 1354.1177 | 0.14904 | 0.21456 | N/A | N/A | N/A | N/A | N/A | N/A | N/A | N/A | 182.2635 | N/A | N/A | 2097.9 | 0.33241 | 0.08661 | 3.345% | 3653.97 | 381.485 | 1331.955 | 2.5889 | 71928 | 3601.47
DuctSealing_10% | Duct Sealing: 10% |  | Duct Sealing: 10% | SCG | PGE | CZ05 | 1992-2010 | CARE | Mixed-fuel | Mixed-fuel | 5.63 | 5.039 | 1400.2974 | 1400.2974 | -717.6474 | 9.4405 | N/A | N/A | 273.4638 | 428.0413 | 0.19529 | 0.30568 | N/A | N/A | N/A | N/A | N/A | N/A | N/A | N/A | 148.3285 | N/A | N/A | 682.65 | 0.4875 | 0.03029 | 1.17% | 3653.97 | 381.485 | 1331.955 | 2.5889 | 71928 | 3648.34
HPWH | HPWH |  | 240V Fed. Min. HPWH | SCG | PGE | CZ05 | 1992-2010 | CARE | Mixed-fuel | Mixed-fuel | -1391.5 | 170.111 | 4332.0102 | 6553.7323 | 4185.5177 | -149.5475 | -113.0842 | N/A | -1648.4085 | 2504.2767 | 0 | 0.38211 | -817.1042 | 3379.3129 | 0 | 0.51563 | N/A | N/A | N/A | N/A | -28.9675 | -38.3078 | N/A | 10739.25 | 1.6386 | 0.86381 | 34.07% | 3653.97 | 372.363 | 1317.3659 | 2.5356 | 70845.75 | 5045.47
HPWH_HighEfficiency | High Efficiency HPWH |  | 240V Market Std. NEEA HPWH | SCG | PGE | CZ05 | 1992-2010 | CARE | Mixed-fuel | Mixed-fuel | -1077.46 | 170.275 | 5192.8306 | 7967.0806 | 5053.2194 | -61.0402 | -43.4091 | N/A | 371.0842 | 4634.0247 | 0.046577 | 0.58165 | 773.0456 | 5057.1318 | 0.09703 | 0.63475 | N/A | N/A | N/A | N/A | -85.0723 | -119.6254 | N/A | 13020.3 | 1.6343 | 0.89946 | 35.47% | 3653.97 | 372.363 | 1317.3659 | 2.5356 | 70845.75 | 4731.43
HPWH_HighEfficiency_DR | High Efficiency HPWH with Demand Response |  | 240V Market Std. NEEA HPWH + DR | SCG | PGE | CZ05 | 1992-2010 | CARE | Mixed-fuel | Mixed-fuel | -967.65 | 170.296 | 5192.8306 | 7967.0806 | 6268.6694 | -29.6318 | -15.3749 | N/A | 1087.3654 | 5388.5143 | 0.13648 | 0.67635 | 1412.399 | 5730.6467 | 0.17728 | 0.71929 | N/A | N/A | N/A | N/A | -175.2453 | -337.7468 | N/A | 14235.75 | 1.7868 | 0.91877 | 36.24% | 3653.97 | 372.363 | 1317.3659 | 2.5356 | 70845.75 | 4621.62
HPWH_120V | 120V HPWH |  | 120V Market Std. NEEA HPWH | SCG | PGE | CZ05 | 1992-2010 | CARE | Mixed-fuel | Mixed-fuel | -935.01 | 170.708 | 2892.8863 | 4272.7328 | 10196.1172 | -19.6624 | -8.0192 | N/A | 1318.8638 | 5642.3314 | 0.30867 | 1.3205 | 1584.3094 | 5921.7412 | 0.3708 | 1.3859 | N/A | N/A | N/A | N/A | -147.1279 | -360.744 | N/A | 14468.85 | 3.3863 | 0.92207 | 36.37% | 3653.97 | 372.363 | 1317.3659 | 2.5356 | 70845.75 | 4588.98
HPWH_TankOutside | HPWH in Exterior Closet |  | 240V Fed. Min. HPWH, Exterior Closet | SCG | PGE | CZ05 | 1992-2010 | CARE | Mixed-fuel | Mixed-fuel | -1423.89 | 168.99 | 4751.0613 | 6972.7834 | 3383.5166 | -160.3238 | -122.1023 | N/A | -1905.5293 | 2206.0939 | 0 | 0.31639 | -1034.1406 | 3123.3232 | 0 | 0.44793 | N/A | N/A | N/A | N/A | -29.6342 | -38.9105 | N/A | 10356.3 | 1.4852 | 0.85334 | 33.66% | 3653.97 | 372.363 | 1317.3659 | 2.5356 | 70845.75 | 5077.86
HPWH_TankInside_NotDucted | HPWH in interior closet, not ducted |  | 240V Fed. Min. HPWH, Interior Closet, Not Ducted | SCG | PGE | CZ05 | 1992-2010 | CARE | Mixed-fuel | Mixed-fuel | -1181.09 | 130.118 | 4412.5691 | 6634.2911 | 941.4589 | -148.1617 | -125.6893 | N/A | -2026.307 | 1120.7097 | 0 | 0.16893 | -1513.9735 | 1659.9951 | 0 | 0.25021 | N/A | N/A | N/A | N/A | -29.7821 | -35.107 | N/A | 7575.75 | 1.1419 | 0.66342 | 26.16% | 3653.97 | 372.363 | 1317.3659 | 2.5356 | 70845.75 | 4835.06
HPWH_TankInside_Ducted | HPWH in interior closet, ducted outside |  | 240V Fed. Min. HPWH, Interior Closet, Ducted | SCG | PGE | CZ05 | 1992-2010 | CARE | Mixed-fuel | Mixed-fuel | -1357.3 | 179.892 | 5491.8272 | 7713.5493 | 4524.2007 | -127.0048 | -93.1543 | N/A | -1035.0656 | 3389.188 | 0 | 0.43938 | -263.3275 | 4201.5244 | 0 | 0.54469 | N/A | N/A | N/A | N/A | -43.2411 | -58.9541 | N/A | 12237.75 | 1.5865 | 0.92761 | 36.58% | 3653.97 | 372.363 | 1317.3659 | 2.5356 | 70845.75 | 5011.27
HPSH_9.5HSPF2_17SEER2 | New HPSH 9.5 HSPF2, 17 SEER2 |  | High Efficiency HPSH | SCG | PGE | CZ05 | 1992-2010 | CARE | Mixed-fuel | Mixed-fuel | -1181.45 | 151.305 | 3951.0299 | 6429.7645 | 2078.3855 | -28.1377 | -64.0642 | N/A | 951.123 | 4835.1203 | 0.14793 | 0.75199 | 132.0561 | 3972.9654 | 0.020538 | 0.6179 | N/A | N/A | N/A | N/A | -140.4179 | -61.673 | N/A | 8508.15 | 1.3232 | 0.68708 | 27.09% | 3648.34 | 372.566 | 1316.7156 | 2.5359 | 69763.5 | 4829.79
MSHP | Ducted MSHP 9.5 HSPF2, 16.5 SEER2 |  | High Eff MSHP | SCG | PGE | CZ05 | 1992-2010 | CARE | Mixed-fuel | Mixed-fuel | -1172.65 | 151.305 | 1441.5303 | 2951.3745 | 5623.3755 | -25.8547 | -62.3507 | N/A | 1003.1706 | 4889.9059 | 0.3399 | 1.6568 | 171.1197 | 4014.084 | 0.05798 | 1.3601 | N/A | N/A | N/A | N/A | -55.7551 | -23.1197 | N/A | 8574.75 | 2.9053 | 0.68855 | 27.15% | 3648.34 | 372.566 | 1316.7156 | 2.5359 | 69763.5 | 4820.99
PV_3kW | 3kW PV |  | 3kW PV | SCG | PGE | CZ05 | 1992-2010 | CARE | Mixed-fuel | Mixed-fuel | 3653.9703 | 0 | 9608.1502 | 11574.2633 | -3499.0133 | 492.7517 | N/A | 384.2391 | 11233.9474 | 11824.9238 | 0.9706 | 1.0217 | N/A | N/A | N/A | N/A | 8760.035 | 9220.868 | 0.75685 | 0.79667 | 19.499 | N/A | 25.0057 | 8075.25 | 0.69769 | 0.10154 | 3.922% | 3653.97 | 381.485 | 1331.955 | 2.5889 | 71928 | -0.00025725
AE | All Electric |  | All Electric | SCG | PGE | CZ05 | 1992-2010 | CARE | All Electric | Mixed-fuel | -3885.44 | 381.485 | 6302.3436 | 9121.6976 | 9376.4524 | -467.7495 | -348.4458 | N/A | -6803.4228 | 2132.2317 | 0 | 0.23375 | -4083.4898 | 4995.2502 | 0 | 0.54762 | N/A | N/A | N/A | N/A | -13.4738 | -18.087 | N/A | 18498.15 | 2.0279 | 1.7814 | 68.81% | 3653.97 | 381.485 | 1331.955 | 2.5889 | 71928 | 7539.41
VCHP_base | Base VCHP |  | Base VCHP | SCG | PGE | CZ05 | 1992-2010 | CARE | Mixed-fuel | Mixed-fuel | -1025.13 | 132.627 | 8825.7784 | 14273.6008 | -5782.1008 | -16.2097 | -71.896 | N/A | 1018.1826 | 4412.4978 | 0.071333 | 0.30914 | -251.3755 | 3076.153 | 0 | 0.21551 | N/A | N/A | N/A | N/A | -544.4741 | -122.7575 | N/A | 8491.5 | 0.59491 | 0.60864 | 25.3% | 3501.77 | 353.888 | 1249.6839 | 2.4061 | 67315.95 | 4526.9
VCHP_Fujitsu48 | Fujitsu 48 VCHP |  | Fujitsu 48 VCHP | SCG | PGE | CZ05 | 1992-2010 | CARE | Mixed-fuel | Mixed-fuel | -388.18 | 132.627 | 12409.8442 | 20158.142 | -6588.392 | 144.371 | 52.6977 | N/A | 4679.1658 | 8266.0718 | 0.23212 | 0.41006 | 2589.1622 | 6066.1209 | 0.12844 | 0.30093 | N/A | N/A | N/A | N/A | 85.958 | 235.491 | N/A | 13569.75 | 0.67316 | 0.71412 | 29.68% | 3501.77 | 353.888 | 1249.6839 | 2.4061 | 67315.95 | 3889.95
HPWH_PV | HPWH + 3kW PV |  | 240V Fed. Min. HPWH + 3kW PV | SCG | PGE | CZ05 | 1992-2010 | CARE | Mixed-fuel | Mixed-fuel | 3561.5994 | 170.111 | 13940.1604 | 18127.9956 | 3766.7544 | 548.5871 | N/A | 482.1073 | 14267.9391 | 19257.9244 | 0.78707 | 1.0623 | N/A | N/A | N/A | N/A | 12752.3069 | 17662.5604 | 0.70346 | 0.97433 | 25.411 | N/A | 28.9151 | 21894.75 | 1.2078 | 1.0015 | 39.5% | 3653.97 | 372.363 | 1317.3659 | 2.5356 | 70845.75 | 92.3706
HPSH_PV | HPSH + 3kW PV |  | HPSH + 3kW PV | SCG | PGE | CZ05 | 1992-2010 | CARE | Mixed-fuel | Mixed-fuel | 3513.879 | 151.305 | 10628.4836 | 13192.2286 | 2475.4214 | 481.2809 | N/A | 417.0105 | 12565.0487 | 17060.0116 | 0.95246 | 1.2932 | N/A | N/A | N/A | N/A | 11099.7859 | 15517.6668 | 0.84139 | 1.1763 | 22.0837 | N/A | 25.4873 | 15667.65 | 1.1876 | 0.78343 | 30.89% | 3648.34 | 372.566 | 1316.7156 | 2.5359 | 69763.5 | 134.461
HPSH_RCV_300CFM | New HPSH |  | Heat Pump Space Heater | SCG | SCE | CZ06 | 1992-2010 | CARE | Mixed-fuel | Mixed-fuel | -212.17 | 28.707 | 1020.3334 | 1617.9653 | 35.9347 | -10.9127 | -119.5351 | N/A | 59.6857 | 757.3598 | 0.036889 | 0.46809 | -2387.1821 | -1849.3324 | 0 | 0 | N/A | N/A | N/A | N/A | -93.5 | -8.5358 | N/A | 1653.9 | 1.0222 | 0.12148 | 7% | 3678.46 | 237.079 | 1000.6381 | 1.7354 | 53785.05 | 3890.63
DFHP_RCV_300CFM_35F | DFHP, Existing Furnace 35F |  | Dual Fuel Heat Pump (existing furnace) | SCG | SCE | CZ06 | 1992-2010 | CARE | Mixed-fuel | Mixed-fuel | -204.56 | 29.102 | 2014.2367 | 672.8765 | 825.6235 | -8.7909 | -117.7673 | N/A | 111.7754 | 822.6025 | 0.16612 | 1.2225 | -2343.0664 | -1792.5846 | 0 | 0 | N/A | N/A | N/A | N/A | -229.1283 | -17.1035 | N/A | 1498.5 | 2.227 | 0.12543 | 7.21% | 3678.46 | 237.816 | 1001.6679 | 1.7397 | 53624.1 | 3883.02
AtticInsulation_R38 | Attic Insulation: R-38 |  | Attic Insulation: R-38 | SCG | SCE | CZ06 | 1992-2010 | CARE | Mixed-fuel | Mixed-fuel | 20.28 | 1.233 | 1781.4608 | 1781.4608 | -1498.4108 | 7.283 | N/A | N/A | 177.1897 | 218.5791 | 0.099463 | 0.1227 | N/A | N/A | N/A | N/A | N/A | N/A | N/A | N/A | 244.6044 | N/A | N/A | 283.05 | 0.15889 | 0.00826 | 0.4729% | 3704.29 | 238.705 | 1010.4314 | 1.7466 | 54362.25 | 3684.01
AtticInsulation_R49 | Attic Insulation: R-49 |  | Attic Insulation: R-49 | SCG | SCE | CZ06 | 1992-2010 | CARE | Mixed-fuel | Mixed-fuel | 36.55 | 2.264 | 1827.4739 | 1827.4739 | -1311.3239 | 13.2986 | N/A | N/A | 323.6716 | 399.5451 | 0.17711 | 0.21863 | N/A | N/A | N/A | N/A | N/A | N/A | N/A | N/A | 137.4181 | N/A | N/A | 516.15 | 0.28244 | 0.01524 | 0.8726% | 3704.29 | 238.705 | 1010.4314 | 1.7466 | 54362.25 | 3667.74
Windows_0.28UFactor0.23SHGC | New Windows: 0.28 U-factor, 0.23 SHGC |  | Window Upgrade: 0.28 vs 0.30 U-factor | SCG | SCE | CZ06 | 1992-2010 | CARE | Mixed-fuel | Mixed-fuel | 77.2 | 3.797 | 11462.7824 | 11462.7824 | -10513.7324 | 25.9883 | N/A | N/A | 626.0502 | 759.2039 | 0.054616 | 0.066232 | N/A | N/A | N/A | N/A | N/A | N/A | N/A | N/A | 441.0743 | N/A | N/A | 949.05 | 0.082794 | 0.02613 | 1.496% | 3704.29 | 238.705 | 1010.4314 | 1.7466 | 54362.25 | 3627.09
Roof_RB | Roofing: Radiant Barrier |  | Radiant Barrier (at roof replacement) | SCG | SCE | CZ06 | 1992-2010 | CARE | Mixed-fuel | Mixed-fuel | 20.5 | 1.494 | 892.9455 | 892.9455 | -593.2455 | 7.7007 | N/A | N/A | 189.3408 | 237.7544 | 0.21204 | 0.26626 | N/A | N/A | N/A | N/A | N/A | N/A | N/A | N/A | 115.9571 | N/A | N/A | 299.7 | 0.33563 | 0.00989 | 0.5663% | 3704.29 | 238.705 | 1010.4314 | 1.7466 | 54362.25 | 3683.79
Roof_0.20Ref | Roofing: Steep Sloped, 0.20 Ref. |  | 0.20 Solar Reflectance Cool Roof (at roof replacement) | SCG | SCE | CZ06 | 1992-2010 | CARE | Mixed-fuel | Mixed-fuel | 31.82 | -2.104 | 892.9455 | 1203.407 | -1286.657 | 5.9875 | N/A | N/A | 113.0876 | 70.9927 | 0.093973 | 0.058993 | N/A | N/A | N/A | N/A | N/A | N/A | N/A | N/A | 149.1344 | N/A | N/A | -83.25 | 0 | -0.01092 | -0.6252% | 3704.29 | 238.705 | 1010.4314 | 1.7466 | 54362.25 | 3672.47
Roof_0.25Ref | Roofing: Steep Sloped, 0.25 Ref. |  | 0.25 Solar Reflectance Cool Roof (at roof replacement) | SCG | SCE | CZ06 | 1992-2010 | CARE | Mixed-fuel | Mixed-fuel | 47.12 | -3.247 | 1785.8911 | 2406.8139 | -2523.3639 | 8.6072 | N/A | N/A | 160.3057 | 94.5124 | 0.066605 | 0.039269 | N/A | N/A | N/A | N/A | N/A | N/A | N/A | N/A | 207.4879 | N/A | N/A | -116.55 | 0 | -0.01691 | -0.9682% | 3704.29 | 238.705 | 1010.4314 | 1.7466 | 54362.25 | 3657.17
Ducts_R6 | New Ducts: R-6 |  | New Ducts: R-6 | SCG | SCE | CZ06 | 1992-2010 | CARE | Mixed-fuel | Mixed-fuel | 34.72 | 2.204 | 4808.3746 | 4808.3746 | -4292.2246 | 12.4072 | N/A | N/A | 302.952 | 376.0236 | 0.063005 | 0.078202 | N/A | N/A | N/A | N/A | N/A | N/A | N/A | N/A | 387.5481 | N/A | N/A | 516.15 | 0.10734 | 0.01601 | 0.9167% | 3704.29 | 238.705 | 1010.4314 | 1.7466 | 54362.25 | 3669.57
Ducts_R8 | New Ducts: R-8 |  | New Ducts: R-8 | SCG | SCE | CZ06 | 1992-2010 | CARE | Mixed-fuel | Mixed-fuel | 38.47 | 2.817 | 6311.1144 | 6311.1144 | -5678.4144 | 14.2397 | N/A | N/A | 350.7592 | 441.7748 | 0.055578 | 0.069999 | N/A | N/A | N/A | N/A | N/A | N/A | N/A | N/A | 443.2051 | N/A | N/A | 632.7 | 0.10025 | 0.01985 | 1.137% | 3704.29 | 238.705 | 1010.4314 | 1.7466 | 54362.25 | 3665.82
DuctSealing_10% | Duct Sealing: 10% |  | Duct Sealing: 10% | SCG | SCE | CZ06 | 1992-2010 | CARE | Mixed-fuel | Mixed-fuel | 6.62 | 0.889 | 1400.2974 | 1400.2974 | -1267.0974 | 3.0826 | N/A | N/A | 78.9076 | 105.5615 | 0.056351 | 0.075385 | N/A | N/A | N/A | N/A | N/A | N/A | N/A | N/A | 454.2562 | N/A | N/A | 133.2 | 0.095123 | 0.00569 | 0.3258% | 3704.29 | 238.705 | 1010.4314 | 1.7466 | 54362.25 | 3697.67
HPWH | HPWH |  | 240V Fed. Min. HPWH | SCG | SCE | CZ06 | 1992-2010 | CARE | Mixed-fuel | Mixed-fuel | -1010.91 | 156.6581 | 4332.0102 | 6553.7323 | 5484.2177 | -41.7052 | -133.7818 | N/A | 658.1145 | 4329.0339 | 0.10042 | 0.66054 | -1416.0355 | 2119.4047 | 0 | 0.32339 | N/A | N/A | N/A | N/A | -103.8722 | -32.3812 | N/A | 12037.95 | 1.8368 | 0.82916 | 48.94% | 3704.29 | 229.765 | 997.2776 | 1.6943 | 53296.65 | 4715.2
HPWH_HighEfficiency | High Efficiency HPWH |  | 240V Market Std. NEEA HPWH | SCG | SCE | CZ06 | 1992-2010 | CARE | Mixed-fuel | Mixed-fuel | -848.29 | 156.7135 | 5192.8306 | 7967.0806 | 5253.0194 | 4.9071 | -95.248 | N/A | 1708.7026 | 5449.5667 | 0.21447 | 0.68401 | -547.4277 | 3046.0706 | 0 | 0.38233 | N/A | N/A | N/A | N/A | 1058.2239 | -54.519 | N/A | 13220.1 | 1.6593 | 0.84807 | 50.05% | 3704.29 | 229.765 | 997.2776 | 1.6943 | 53296.65 | 4552.58
HPWH_HighEfficiency_DR | High Efficiency HPWH with Demand Response |  | 240V Market Std. NEEA HPWH + DR | SCG | SCE | CZ06 | 1992-2010 | CARE | Mixed-fuel | Mixed-fuel | -780.48 | 156.7219 | 5192.8306 | 7967.0806 | 5902.3694 | 28.646 | -68.1493 | N/A | 2243.5397 | 6019.5369 | 0.2816 | 0.75555 | 63.0954 | 3696.6704 | 0.0079195 | 0.46399 | N/A | N/A | N/A | N/A | 181.2762 | -76.1979 | N/A | 13869.45 | 1.7408 | 0.85914 | 50.71% | 3704.29 | 229.765 | 997.2776 | 1.6943 | 53296.65 | 4484.77
HPWH_120V | 120V HPWH |  | 120V Market Std. NEEA HPWH | SCG | SCE | CZ06 | 1992-2010 | CARE | Mixed-fuel | Mixed-fuel | -798.83 | 156.8538 | 2892.8863 | 4272.7328 | 9363.6172 | 23.1805 | -70.298 | N/A | 2121.809 | 5893.0035 | 0.49659 | 1.3792 | 16.08 | 3649.7326 | 0.0037634 | 0.85419 | N/A | N/A | N/A | N/A | 124.7983 | -41.1518 | N/A | 13636.35 | 3.1915 | 0.85247 | 50.31% | 3704.29 | 229.765 | 997.2776 | 1.6943 | 53296.65 | 4503.12
HPWH_TankOutside | HPWH in Exterior Closet |  | 240V Fed. Min. HPWH, Exterior Closet | SCG | SCE | CZ06 | 1992-2010 | CARE | Mixed-fuel | Mixed-fuel | -1032.18 | 156.2824 | 4751.0613 | 6972.7834 | 4848.7166 | -50.1778 | -142.9724 | N/A | 463.3126 | 4112.5468 | 0.066446 | 0.5898 | -1627.0126 | 1885.6859 | 0 | 0.27044 | N/A | N/A | N/A | N/A | -94.6846 | -33.2306 | N/A | 11821.5 | 1.6954 | 0.82395 | 48.63% | 3704.29 | 229.765 | 997.2776 | 1.6943 | 53296.65 | 4736.47
HPWH_TankInside_NotDucted | HPWH in interior closet, not ducted |  | 240V Fed. Min. HPWH, Interior Closet, Not Ducted | SCG | SCE | CZ06 | 1992-2010 | CARE | Mixed-fuel | Mixed-fuel | -868.4 | 141.567 | 4412.5691 | 6634.2911 | 4487.9089 | -21.0259 | -120.5673 | N/A | 968.3221 | 4306.1059 | 0.14596 | 0.64907 | -1273.9827 | 1917.3384 | 0 | 0.289 | N/A | N/A | N/A | N/A | -209.8631 | -36.5984 | N/A | 11122.2 | 1.6765 | 0.75296 | 44.44% | 3704.29 | 229.765 | 997.2776 | 1.6943 | 53296.65 | 4572.69
HPWH_TankInside_Ducted | HPWH in interior closet, ducted outside |  | 240V Fed. Min. HPWH, Interior Closet, Ducted | SCG | SCE | CZ06 | 1992-2010 | CARE | Mixed-fuel | Mixed-fuel | -1024.01 | 160.0952 | 5491.8272 | 7713.5493 | 4707.3507 | -41.8576 | -134.7042 | N/A | 690.7435 | 4445.6849 | 0.089549 | 0.57635 | -1400.7538 | 2217.5754 | 0 | 0.28749 | N/A | N/A | N/A | N/A | -131.2028 | -40.7695 | N/A | 12420.9 | 1.6103 | 0.85099 | 50.23% | 3704.29 | 229.765 | 997.2776 | 1.6943 | 53296.65 | 4728.3
HPSH_9.5HSPF2_17SEER2 | New HPSH 9.5 HSPF2, 17 SEER2 |  | High Efficiency HPSH | SCG | SCE | CZ06 | 1992-2010 | CARE | Mixed-fuel | Mixed-fuel | -146.85 | 28.707 | 3951.0299 | 6429.7645 | -4259.7145 | 3.9964 | -106.5694 | N/A | 395.5313 | 1115.1422 | 0.061516 | 0.17343 | -2095.1134 | -1538.1862 | 0 | 0 | N/A | N/A | N/A | N/A | 988.6584 | -37.0747 | N/A | 2170.05 | 0.3375 | 0.13265 | 7.644% | 3678.46 | 237.079 | 1000.6381 | 1.7354 | 53785.05 | 3825.31
MSHP | Ducted MSHP 9.5 HSPF2, 16.5 SEER2 |  | High Eff MSHP | SCG | SCE | CZ06 | 1992-2010 | CARE | Mixed-fuel | Mixed-fuel | -155.4 | 28.707 | 1441.5303 | 2951.3745 | -831.2745 | 1.3812 | -109.1293 | N/A | 336.621 | 1052.384 | 0.11406 | 0.35657 | -2152.7772 | -1599.6166 | 0 | 0 | N/A | N/A | N/A | N/A | 1043.6924 | -13.2094 | N/A | 2120.1 | 0.71834 | 0.13236 | 7.627% | 3678.46 | 237.079 | 1000.6381 | 1.7354 | 53785.05 | 3833.86
PV_3kW | 3kW PV |  | 3kW PV | SCG | SCE | CZ06 | 1992-2010 | CARE | Mixed-fuel | Mixed-fuel | 3704.2894 | 0 | 9608.1502 | 11574.2633 | -2966.2133 | 463.5382 | N/A | 356.9135 | 10441.8279 | 11123.8665 | 0.90216 | 0.96109 | N/A | N/A | N/A | N/A | 8039.962 | 8565.1157 | 0.69464 | 0.74001 | 20.7278 | N/A | 26.9201 | 8608.05 | 0.74372 | 0.10493 | 6.008% | 3704.29 | 238.705 | 1010.4314 | 1.7466 | 54362.25 | 0.00061683
AE | All Electric |  | All Electric | SCG | SCE | CZ06 | 1992-2010 | CARE | All Electric | Mixed-fuel | -2252.69 | 238.705 | 6302.3436 | 9121.6976 | 4531.3024 | -280.1404 | -310.5761 | N/A | -3887.5932 | 1360.7345 | 0 | 0.14918 | -4573.1975 | 630.3478 | 0 | 0.069104 | N/A | N/A | N/A | N/A | -22.4971 | -20.2924 | N/A | 13653 | 1.4968 | 1.1841 | 67.79% | 3704.29 | 238.705 | 1010.4314 | 1.7466 | 54362.25 | 5956.98
VCHP_base | Base VCHP |  | Base VCHP | SCG | SCE | CZ06 | 1992-2010 | CARE | Mixed-fuel | Mixed-fuel | -137.12 | 23.935 | 8825.7784 | 14273.6008 | -12425.4508 | 0.33775 | -112.2971 | N/A | 262.2929 | 857.7864 | 0.018376 | 0.060096 | -2274.9605 | -1845.1952 | 0 | 0 | N/A | N/A | N/A | N/A | 26130.8912 | -78.5931 | N/A | 1848.15 | 0.12948 | 0.10689 | 6.285% | 3621.97 | 232.307 | 980.7585 | 1.7008 | 52963.65 | 3759.09
VCHP_Fujitsu48 | Fujitsu 48 VCHP |  | Fujitsu 48 VCHP | SCG | SCE | CZ06 | 1992-2010 | CARE | Mixed-fuel | Mixed-fuel | -19.38 | 23.935 | 12409.8442 | 20158.142 | -17344.292 | 26.6581 | -89.8411 | N/A | 855.1955 | 1489.4161 | 0.042424 | 0.073887 | -1769.1075 | -1306.3009 | 0 | 0 | N/A | N/A | N/A | N/A | 465.5179 | -138.1311 | N/A | 2813.85 | 0.13959 | 0.12766 | 7.506% | 3621.97 | 232.307 | 980.7585 | 1.7008 | 52963.65 | 3641.35
HPWH_PV | HPWH + 3kW PV |  | 240V Fed. Min. HPWH + 3kW PV | SCG | SCE | CZ06 | 1992-2010 | CARE | Mixed-fuel | Mixed-fuel | 3704.2899 | 156.6581 | 13940.1604 | 18127.9956 | 5248.6044 | 606.6613 | N/A | 484.429 | 15263.4511 | 19888.3609 | 0.84198 | 1.0971 | N/A | N/A | N/A | N/A | 12510.0012 | 16955.0613 | 0.69009 | 0.9353 | 22.9785 | N/A | 28.7765 | 23376.6 | 1.2895 | 0.96273 | 56.82% | 3704.29 | 229.765 | 997.2776 | 1.6943 | 53296.65 | 6.5953e-05
HPSH_PV | HPSH + 3kW PV |  | HPSH + 3kW PV | SCG | SCE | CZ06 | 1992-2010 | CARE | Mixed-fuel | Mixed-fuel | 3678.4595 | 28.707 | 10628.4836 | 13192.2286 | -2797.0786 | 478.6954 | N/A | 380.8527 | 11088.7715 | 12506.8427 | 0.84055 | 0.94805 | N/A | N/A | N/A | N/A | 8884.7329 | 10158.8409 | 0.67348 | 0.77006 | 22.203 | N/A | 27.9071 | 10395.15 | 0.78798 | 0.23169 | 13.35% | 3678.46 | 237.079 | 1000.6381 | 1.7354 | 53785.05 | 0.0004527
HPSH_RCV_300CFM | New HPSH |  | Heat Pump Space Heater | SDGE | SDGE | CZ07 | 1992-2010 | CARE | Mixed-fuel | Mixed-fuel | -164.01 | 23.326 | 1020.3334 | 1617.9653 | 58.1347 | -34.9057 | -38.493 | N/A | -564.7025 | 361.595 | 0 | 0.22349 | -651.5308 | 275.508 | 0 | 0.17028 | N/A | N/A | N/A | N/A | -29.2311 | -26.507 | N/A | 1676.1 | 1.0359 | 0.10353 | 6.085% | 3799.72 | 230.139 | 1402.2108 | 1.7013 | 54639.75 | 3963.73
DFHP_RCV_300CFM_35F | DFHP, Existing Furnace 35F |  | Dual Fuel Heat Pump (existing furnace) | SDGE | SDGE | CZ07 | 1992-2010 | CARE | Mixed-fuel | Mixed-fuel | -154.23 | 23.408 | 2014.2367 | 672.8765 | 870.0235 | -31.2005 | -36.0718 | N/A | -473.3671 | 457.5845 | 0 | 0.68004 | -591.2743 | 340.6841 | 0 | 0.50631 | N/A | N/A | N/A | N/A | -64.5579 | -55.8397 | N/A | 1542.9 | 2.293 | 0.10562 | 6.196% | 3799.72 | 230.737 | 1403.4573 | 1.7048 | 54506.55 | 3953.95
AtticInsulation_R38 | Attic Insulation: R-38 |  | Attic Insulation: R-38 | SDGE | SDGE | CZ07 | 1992-2010 | CARE | Mixed-fuel | Mixed-fuel | 29.71 | 1.045 | 1781.4608 | 1781.4608 | -1431.8108 | 14.5002 | N/A | N/A | 363.9558 | 403.5611 | 0.2043 | 0.22653 | N/A | N/A | N/A | N/A | N/A | N/A | N/A | N/A | 122.8575 | N/A | N/A | 349.65 | 0.19627 | 0.00777 | 0.4539% | 3847.12 | 231.464 | 1424.6714 | 1.7119 | 55377.9 | 3817.41
AtticInsulation_R49 | Attic Insulation: R-49 |  | Attic Insulation: R-49 | SDGE | SDGE | CZ07 | 1992-2010 | CARE | Mixed-fuel | Mixed-fuel | 53.39 | 1.927 | 1827.4739 | 1827.4739 | -1161.4739 | 26.2813 | N/A | N/A | 660.0668 | 733.1841 | 0.36119 | 0.4012 | N/A | N/A | N/A | N/A | N/A | N/A | N/A | N/A | 69.5353 | N/A | N/A | 666 | 0.36444 | 0.01436 | 0.8388% | 3847.12 | 231.464 | 1424.6714 | 1.7119 | 55377.9 | 3793.73
Windows_0.28UFactor0.23SHGC | New Windows: 0.28 U-factor, 0.23 SHGC |  | Window Upgrade: 0.28 vs 0.30 U-factor | SDGE | SDGE | CZ07 | 1992-2010 | CARE | Mixed-fuel | Mixed-fuel | 99.35 | 3.488 | 11462.7824 | 11462.7824 | -10413.8324 | 46.2031 | N/A | N/A | 1161.4806 | 1293.5229 | 0.10133 | 0.11285 | N/A | N/A | N/A | N/A | N/A | N/A | N/A | N/A | 248.0956 | N/A | N/A | 1048.95 | 0.091509 | 0.02465 | 1.44% | 3847.12 | 231.464 | 1424.6714 | 1.7119 | 55377.9 | 3747.77
Roof_RB | Roofing: Radiant Barrier |  | Radiant Barrier (at roof replacement) | SDGE | SDGE | CZ07 | 1992-2010 | CARE | Mixed-fuel | Mixed-fuel | 30.32 | 1.5 | 892.9455 | 892.9455 | -460.0455 | 15.886 | N/A | N/A | 403.0638 | 460.6445 | 0.45139 | 0.51587 | N/A | N/A | N/A | N/A | N/A | N/A | N/A | N/A | 56.2097 | N/A | N/A | 432.9 | 0.4848 | 0.01039 | 0.6069% | 3847.12 | 231.464 | 1424.6714 | 1.7119 | 55377.9 | 3816.8
Roof_0.20Ref | Roofing: Steep Sloped, 0.20 Ref. |  | 0.20 Solar Reflectance Cool Roof (at roof replacement) | SDGE | SDGE | CZ07 | 1992-2010 | CARE | Mixed-fuel | Mixed-fuel | 48.48 | -2.074 | 892.9455 | 1203.407 | -1103.507 | 15.3961 | N/A | N/A | 346.9764 | 259.5602 | 0.28833 | 0.21569 | N/A | N/A | N/A | N/A | N/A | N/A | N/A | N/A | 57.9981 | N/A | N/A | 99.9 | 0.083014 | -0.00971 | -0.5672% | 3847.12 | 231.464 | 1424.6714 | 1.7119 | 55377.9 | 3798.64
Roof_0.25Ref | Roofing: Steep Sloped, 0.25 Ref. |  | 0.25 Solar Reflectance Cool Roof (at roof replacement) | SDGE | SDGE | CZ07 | 1992-2010 | CARE | Mixed-fuel | Mixed-fuel | 70.9 | -3.182 | 1785.8911 | 2406.8139 | -2290.2639 | 22.1496 | N/A | N/A | 496.7288 | 362.9361 | 0.20638 | 0.1508 | N/A | N/A | N/A | N/A | N/A | N/A | N/A | N/A | 80.6285 | N/A | N/A | 116.55 | 0.048425 | -0.01504 | -0.8785% | 3847.12 | 231.464 | 1424.6714 | 1.7119 | 55377.9 | 3776.22
Ducts_R6 | New Ducts: R-6 |  | New Ducts: R-6 | SDGE | SDGE | CZ07 | 1992-2010 | CARE | Mixed-fuel | Mixed-fuel | 53.81 | 1.839 | 4808.3746 | 4808.3746 | -4109.0746 | 25.1886 | N/A | N/A | 632.3966 | 701.7265 | 0.13152 | 0.14594 | N/A | N/A | N/A | N/A | N/A | N/A | N/A | N/A | 190.8948 | N/A | N/A | 699.3 | 0.14543 | 0.01464 | 0.8552% | 3847.12 | 231.464 | 1424.6714 | 1.7119 | 55377.9 | 3793.31
Ducts_R8 | New Ducts: R-8 |  | New Ducts: R-8 | SDGE | SDGE | CZ07 | 1992-2010 | CARE | Mixed-fuel | Mixed-fuel | 59.91 | 2.359 | 6311.1144 | 6311.1144 | -5495.2644 | 28.6476 | N/A | N/A | 722.5543 | 812.2768 | 0.11449 | 0.12871 | N/A | N/A | N/A | N/A | N/A | N/A | N/A | N/A | 220.3015 | N/A | N/A | 815.85 | 0.12927 | 0.01801 | 1.052% | 3847.12 | 231.464 | 1424.6714 | 1.7119 | 55377.9 | 3787.21
DuctSealing_10% | Duct Sealing: 10% |  | Duct Sealing: 10% | SDGE | SDGE | CZ07 | 1992-2010 | CARE | Mixed-fuel | Mixed-fuel | 10.45 | 0.727 | 1400.2974 | 1400.2974 | -1217.1474 | 5.8495 | N/A | N/A | 150.5712 | 178.845 | 0.10753 | 0.12772 | N/A | N/A | N/A | N/A | N/A | N/A | N/A | N/A | 239.3874 | N/A | N/A | 183.15 | 0.13079 | 0.00491 | 0.2868% | 3847.12 | 231.464 | 1424.6714 | 1.7119 | 55377.9 | 3836.67
HPWH | HPWH |  | 240V Fed. Min. HPWH | SDGE | SDGE | CZ07 | 1992-2010 | CARE | Mixed-fuel | Mixed-fuel | -989.55 | 155.1011 | 4332.0102 | 6553.7323 | 5600.7677 | -23.0859 | -14.2033 | N/A | 1198.7547 | 6969.0368 | 0.18291 | 1.0634 | 1413.7539 | 7182.2002 | 0.21572 | 1.0959 | N/A | N/A | N/A | N/A | -187.6472 | -305.0005 | N/A | 12154.5 | 1.8546 | 0.82203 | 49.53% | 3847.12 | 222.544 | 1406.5337 | 1.6598 | 54312.3 | 4836.67
HPWH_HighEfficiency | High Efficiency HPWH |  | 240V Market Std. NEEA HPWH | SDGE | SDGE | CZ07 | 1992-2010 | CARE | Mixed-fuel | Mixed-fuel | -833.77 | 155.1529 | 5192.8306 | 7967.0806 | 5269.6694 | 32.5421 | 27.6608 | N/A | 2545.7761 | 8306.4601 | 0.31954 | 1.0426 | 2427.6275 | 8189.3203 | 0.30471 | 1.0279 | N/A | N/A | N/A | N/A | 159.5729 | 187.7327 | N/A | 13236.75 | 1.6614 | 0.84023 | 50.62% | 3847.12 | 222.544 | 1406.5337 | 1.6598 | 54312.3 | 4680.89
HPWH_HighEfficiency_DR | High Efficiency HPWH with Demand Response |  | 240V Market Std. NEEA HPWH + DR | SDGE | SDGE | CZ07 | 1992-2010 | CARE | Mixed-fuel | Mixed-fuel | -764.67 | 155.1626 | 5192.8306 | 7967.0806 | 5968.9694 | 66.8054 | 56.2999 | N/A | 3375.209 | 9129.1692 | 0.42364 | 1.1459 | 3120.9289 | 8877.0604 | 0.39173 | 1.1142 | N/A | N/A | N/A | N/A | 77.7307 | 92.2352 | N/A | 13936.05 | 1.7492 | 0.85171 | 51.31% | 3847.12 | 222.544 | 1406.5337 | 1.6598 | 54312.3 | 4611.79
HPWH_120V | 120V HPWH |  | 120V Market Std. NEEA HPWH | SDGE | SDGE | CZ07 | 1992-2010 | CARE | Mixed-fuel | Mixed-fuel | -784.47 | 155.2888 | 2892.8863 | 4272.7328 | 9513.4672 | 61.5237 | 52.6046 | N/A | 3248.781 | 9008.4655 | 0.76035 | 2.1084 | 3032.9001 | 8794.4279 | 0.70983 | 2.0583 | N/A | N/A | N/A | N/A | 47.0207 | 54.993 | N/A | 13786.2 | 3.2266 | 0.84485 | 50.9% | 3847.12 | 222.544 | 1406.5337 | 1.6598 | 54312.3 | 4631.59
HPWH_TankOutside | HPWH in Exterior Closet |  | 240V Fed. Min. HPWH, Exterior Closet | SDGE | SDGE | CZ07 | 1992-2010 | CARE | Mixed-fuel | Mixed-fuel | -1007.47 | 154.7444 | 4751.0613 | 6972.7834 | 4965.2666 | -31.9953 | -21.5439 | N/A | 979.1164 | 6738.1435 | 0.14042 | 0.96635 | 1232.0873 | 6988.9543 | 0.1767 | 1.0023 | N/A | N/A | N/A | N/A | -148.4925 | -220.5297 | N/A | 11938.05 | 1.7121 | 0.81773 | 49.27% | 3847.12 | 222.544 | 1406.5337 | 1.6598 | 54312.3 | 4854.59
HPWH_TankInside_NotDucted | HPWH in interior closet, not ducted |  | 240V Fed. Min. HPWH, Interior Closet, Not Ducted | SDGE | SDGE | CZ07 | 1992-2010 | CARE | Mixed-fuel | Mixed-fuel | -816.69 | 141.082 | 4412.5691 | 6634.2911 | 4987.4089 | 17.4286 | 12.826 | N/A | 2020.0333 | 7259.1972 | 0.30448 | 1.0942 | 1908.6294 | 7148.7445 | 0.28769 | 1.0775 | N/A | N/A | N/A | N/A | 253.1798 | 344.0341 | N/A | 11621.7 | 1.7518 | 0.75393 | 45.42% | 3847.12 | 222.544 | 1406.5337 | 1.6598 | 54312.3 | 4663.81
HPWH_TankInside_Ducted | HPWH in interior closet, ducted outside |  | 240V Fed. Min. HPWH, Interior Closet, Ducted | SDGE | SDGE | CZ07 | 1992-2010 | CARE | Mixed-fuel | Mixed-fuel | -1015.58 | 158.245 | 5491.8272 | 7713.5493 | 4590.8007 | -30.1235 | -19.8662 | N/A | 1063.5988 | 6950.7595 | 0.13789 | 0.90111 | 1311.8719 | 7196.9127 | 0.17007 | 0.93302 | N/A | N/A | N/A | N/A | -182.3101 | -276.4408 | N/A | 12304.35 | 1.5952 | 0.84091 | 50.66% | 3847.12 | 222.544 | 1406.5337 | 1.6598 | 54312.3 | 4862.7
HPSH_9.5HSPF2_17SEER2 | New HPSH 9.5 HSPF2, 17 SEER2 |  | High Efficiency HPSH | SDGE | SDGE | CZ07 | 1992-2010 | CARE | Mixed-fuel | Mixed-fuel | -92.44 | 23.326 | 3951.0299 | 6429.7645 | -4187.5645 | -7.5122 | -17.6291 | N/A | 98.3411 | 1018.977 | 0.015295 | 0.15848 | -146.5309 | 776.1959 | 0 | 0.12072 | N/A | N/A | N/A | N/A | -525.9473 | -224.1204 | N/A | 2242.2 | 0.34872 | 0.11279 | 6.63% | 3799.72 | 230.139 | 1402.2108 | 1.7013 | 54639.75 | 3892.16
MSHP | Ducted MSHP 9.5 HSPF2, 16.5 SEER2 |  | High Eff MSHP | SDGE | SDGE | CZ07 | 1992-2010 | CARE | Mixed-fuel | Mixed-fuel | -111.99 | 23.326 | 1441.5303 | 2951.3745 | -859.0245 | -16.2385 | -25.0263 | N/A | -112.8743 | 809.5652 | 0 | 0.2743 | -325.576 | 598.6796 | 0 | 0.20285 | N/A | N/A | N/A | N/A | -88.7722 | -57.6007 | N/A | 2092.35 | 0.70894 | 0.11183 | 6.573% | 3799.72 | 230.139 | 1402.2108 | 1.7013 | 54639.75 | 3911.71
PV_3kW | 3kW PV |  | 3kW PV | SDGE | SDGE | CZ07 | 1992-2010 | CARE | Mixed-fuel | Mixed-fuel | 3847.1204 | 0 | 9608.1502 | 11574.2633 | -2999.5133 | 517.4573 | N/A | 313.0479 | 12524.7466 | 12417.8016 | 1.0821 | 1.0729 | N/A | N/A | N/A | N/A | 7577.1394 | 7512.4405 | 0.65465 | 0.64906 | 18.568 | N/A | 30.6923 | 8574.75 | 0.74085 | 0.11447 | 6.687% | 3847.12 | 231.464 | 1424.6714 | 1.7119 | 55377.9 | -0.00042224
AE | All Electric |  | All Electric | SDGE | SDGE | CZ07 | 1992-2010 | CARE | All Electric | Mixed-fuel | -2159.31 | 231.464 | 6302.3436 | 9121.6976 | 4531.3024 | -409.6805 | -226.6794 | N/A | -7562.4675 | 243.0901 | 0 | 0.02665 | -3133.0349 | 4634.7011 | 0 | 0.5081 | N/A | N/A | N/A | N/A | -15.3836 | -27.8029 | N/A | 13653 | 1.4968 | 1.1587 | 67.69% | 3847.12 | 231.464 | 1424.6714 | 1.7119 | 55377.9 | 6006.43
VCHP_base | Base VCHP |  | Base VCHP | SDGE | SDGE | CZ07 | 1992-2010 | CARE | Mixed-fuel | Mixed-fuel | -82.85 | 19.232 | 8825.7784 | 14273.6008 | -12392.1508 | -10.1456 | -27.4851 | N/A | -16.0027 | 739.1756 | 0 | 0.051786 | -435.695 | 323.067 | 0 | 0.022634 | N/A | N/A | N/A | N/A | -869.9087 | -321.111 | N/A | 1881.45 | 0.13181 | 0.09036 | 5.409% | 3722.87 | 226.045 | 1364.9457 | 1.6706 | 53613 | 3805.72
VCHP_Fujitsu48 | Fujitsu 48 VCHP |  | Fujitsu 48 VCHP | SDGE | SDGE | CZ07 | 1992-2010 | CARE | Mixed-fuel | Mixed-fuel | 41.83 | 19.232 | 12409.8442 | 20158.142 | -17261.042 | 34.4841 | 7.4854 | N/A | 1064.2343 | 1810.1888 | 0.052794 | 0.089799 | 410.7469 | 1162.2813 | 0.020376 | 0.057658 | N/A | N/A | N/A | N/A | 359.8712 | 1657.8661 | N/A | 2897.1 | 0.14372 | 0.1073 | 6.423% | 3722.87 | 226.045 | 1364.9457 | 1.6706 | 53613 | 3681.04
HPWH_PV | HPWH + 3kW PV |  | 240V Fed. Min. HPWH + 3kW PV | SDGE | SDGE | CZ07 | 1992-2010 | CARE | Mixed-fuel | Mixed-fuel | 3778.8924 | 155.1011 | 13940.1604 | 18127.9956 | 5098.7544 | 676.6747 | N/A | 450.159 | 18136.0458 | 23761.7055 | 1.0004 | 1.3108 | N/A | N/A | N/A | N/A | 12653.3672 | 18325.8418 | 0.698 | 1.0109 | 20.601 | N/A | 30.9672 | 23226.75 | 1.2813 | 0.96391 | 58.07% | 3847.12 | 222.544 | 1406.5337 | 1.6598 | 54312.3 | 68.2276
HPSH_PV | HPSH + 3kW PV |  | HPSH + 3kW PV | SDGE | SDGE | CZ07 | 1992-2010 | CARE | Mixed-fuel | Mixed-fuel | 3799.7199 | 23.326 | 10628.4836 | 13192.2286 | -2908.0786 | 524.7811 | N/A | 338.3064 | 12982.1853 | 13792.81 | 0.98408 | 1.0455 | N/A | N/A | N/A | N/A | 8468.6753 | 9317.8395 | 0.64194 | 0.70631 | 20.2532 | N/A | 31.4167 | 10284.15 | 0.77956 | 0.22148 | 13.02% | 3799.72 | 230.139 | 1402.2108 | 1.7013 | 54639.75 | 0.00010896
HPSH_RCV_300CFM | New HPSH |  | Heat Pump Space Heater | SCG | SCE | CZ08 | 1992-2010 | CARE | Mixed-fuel | Mixed-fuel | -315.36 | 37.056 | 1172.0255 | 2178.8719 | -397.3219 | -34.0493 | -114.9871 | N/A | -367.1016 | 517.0616 | 0 | 0.23731 | -2190.3346 | -1425.2613 | 0 | 0 | N/A | N/A | N/A | N/A | -34.4214 | -10.1927 | N/A | 1781.55 | 0.81765 | 0.15085 | 8.367% | 4680.72 | 240.752 | 1299.3068 | 1.803 | 60356.25 | 4996.08
DFHP_RCV_300CFM_35F | DFHP, Existing Furnace 35F |  | Dual Fuel Heat Pump (existing furnace) | SCG | SCE | CZ08 | 1992-2010 | CARE | Mixed-fuel | Mixed-fuel | -276.44 | 36.216 | 1960.2499 | 948.7304 | 655.2196 | -25.3716 | -109.9975 | N/A | -180.477 | 695.7726 | 0 | 0.73337 | -2086.7901 | -1335.0569 | 0 | 0 | N/A | N/A | N/A | N/A | -77.2616 | -17.8209 | N/A | 1603.95 | 1.6906 | 0.15377 | 8.503% | 4680.72 | 241.702 | 1300.6548 | 1.8085 | 60145.35 | 4957.16
AtticInsulation_R38 | Attic Insulation: R-38 |  | Attic Insulation: R-38 | SCG | SCE | CZ08 | 1992-2010 | CARE | Mixed-fuel | Mixed-fuel | 66.38 | 1.67 | 1781.4608 | 1781.4608 | -1198.7108 | 22.8326 | N/A | N/A | 532.4323 | 608.3081 | 0.29887 | 0.34147 | N/A | N/A | N/A | N/A | N/A | N/A | N/A | N/A | 78.0228 | N/A | N/A | 582.75 | 0.32712 | 0.01238 | 0.6766% | 4985.73 | 242.925 | 1398.1052 | 1.8298 | 62787.15 | 4919.35
AtticInsulation_R49 | Attic Insulation: R-49 |  | Attic Insulation: R-49 | SCG | SCE | CZ08 | 1992-2010 | CARE | Mixed-fuel | Mixed-fuel | 125.25 | 3.053 | 1827.4739 | 1827.4739 | -711.9239 | 43.662 | N/A | N/A | 1016.6238 | 1158.1445 | 0.5563 | 0.63374 | N/A | N/A | N/A | N/A | N/A | N/A | N/A | N/A | 41.855 | N/A | N/A | 1115.55 | 0.61043 | 0.0231 | 1.262% | 4985.73 | 242.925 | 1398.1052 | 1.8298 | 62787.15 | 4860.48
Windows_0.28UFactor0.23SHGC | New Windows: 0.28 U-factor, 0.23 SHGC |  | Window Upgrade: 0.28 vs 0.30 U-factor | SCG | SCE | CZ08 | 1992-2010 | CARE | Mixed-fuel | Mixed-fuel | 206.01 | 6.432 | 11462.7824 | 11462.7824 | -9614.6324 | 70.0578 | N/A | N/A | 1647.2011 | 1911.6063 | 0.1437 | 0.16677 | N/A | N/A | N/A | N/A | N/A | N/A | N/A | N/A | 163.6189 | N/A | N/A | 1848.15 | 0.16123 | 0.04228 | 2.311% | 4985.73 | 242.925 | 1398.1052 | 1.8298 | 62787.15 | 4779.72
Roof_RB | Roofing: Radiant Barrier |  | Radiant Barrier (at roof replacement) | SCG | SCE | CZ08 | 1992-2010 | CARE | Mixed-fuel | Mixed-fuel | 113.53 | 2.043 | 892.9455 | 892.9455 | -10.4955 | 37.9286 | N/A | N/A | 876.4774 | 983.8762 | 0.98156 | 1.1018 | N/A | N/A | N/A | N/A | N/A | N/A | N/A | N/A | 23.5428 | N/A | N/A | 882.45 | 0.98825 | 0.01578 | 0.8624% | 4985.73 | 242.925 | 1398.1052 | 1.8298 | 62787.15 | 4872.2
Roof_0.20Ref | Roofing: Steep Sloped, 0.20 Ref. |  | 0.20 Solar Reflectance Cool Roof (at roof replacement) | SCG | SCE | CZ08 | 1992-2010 | CARE | Mixed-fuel | Mixed-fuel | 133.11 | -3.017 | 892.9455 | 1203.407 | -803.807 | 35.9753 | N/A | N/A | 778.2736 | 756.169 | 0.64673 | 0.62836 | N/A | N/A | N/A | N/A | N/A | N/A | N/A | N/A | 24.8211 | N/A | N/A | 399.6 | 0.33206 | -0.01275 | -0.6968% | 4985.73 | 242.925 | 1398.1052 | 1.8298 | 62787.15 | 4852.62
Roof_0.25Ref | Roofing: Steep Sloped, 0.25 Ref. vs. 0.20 Ref |  | Roofing Upgrade: 0.25 vs. 0.20 Solar Reflectance (at roof replacement) | SCG | SCE | CZ08 | 1992-2010 | CARE | Mixed-fuel | Mixed-fuel | 199.26 | -4.625 | 1785.8911 | 2406.8139 | -1824.0639 | 53.7876 | N/A | N/A | 1162.4193 | 1126.5748 | 0.48297 | 0.46808 | N/A | N/A | N/A | N/A | N/A | N/A | N/A | N/A | 33.2027 | N/A | N/A | 582.75 | 0.24213 | -0.01973 | -1.078% | 4985.73 | 242.925 | 1398.1052 | 1.8298 | 62787.15 | 4786.47
Ducts_R6 | New Ducts: R-6 |  | New Ducts: R-6 | SCG | SCE | CZ08 | 1992-2010 | CARE | Mixed-fuel | Mixed-fuel | 303.68 | 2.909 | 4808.3746 | 4808.3746 | -2543.9746 | 97.9757 | N/A | N/A | 2238.4605 | 2456.0359 | 0.46553 | 0.51078 | N/A | N/A | N/A | N/A | N/A | N/A | N/A | N/A | 49.0772 | N/A | N/A | 2264.4 | 0.47093 | 0.03217 | 1.758% | 4985.73 | 242.925 | 1398.1052 | 1.8298 | 62787.15 | 4682.05
Ducts_R8 | New Ducts: R-8 |  | New Ducts: R-8 | SCG | SCE | CZ08 | 1992-2010 | CARE | Mixed-fuel | Mixed-fuel | 329.34 | 3.663 | 6311.1144 | 6311.1144 | -3796.9644 | 106.8661 | N/A | N/A | 2446.875 | 2696.5602 | 0.38771 | 0.42727 | N/A | N/A | N/A | N/A | N/A | N/A | N/A | N/A | 59.0563 | N/A | N/A | 2514.15 | 0.39837 | 0.03748 | 2.048% | 4985.73 | 242.925 | 1398.1052 | 1.8298 | 62787.15 | 4656.39
DuctSealing_10% | Duct Sealing: 10% |  | Duct Sealing: 10% | SCG | SCE | CZ08 | 1992-2010 | CARE | Mixed-fuel | Mixed-fuel | 59.36 | 1.223 | 1400.2974 | 1400.2974 | -900.7974 | 20.0937 | N/A | N/A | 465.8427 | 526.2594 | 0.33267 | 0.37582 | N/A | N/A | N/A | N/A | N/A | N/A | N/A | N/A | 69.6885 | N/A | N/A | 499.5 | 0.35671 | 0.00966 | 0.5279% | 4985.73 | 242.925 | 1398.1052 | 1.8298 | 62787.15 | 4926.37
HPWH | HPWH |  | 240V Fed. Min. HPWH | SCG | SCE | CZ08 | 1992-2010 | CARE | Mixed-fuel | Mixed-fuel | -958.25 | 152.1477 | 4332.0102 | 6553.7323 | 5234.4677 | -55.3842 | -108.285 | N/A | 294.7822 | 3816.6296 | 0.044979 | 0.58236 | -896.8804 | 2547.1301 | 0 | 0.38865 | N/A | N/A | N/A | N/A | -78.2174 | -40.0056 | N/A | 11788.2 | 1.7987 | 0.80259 | 45.14% | 4985.73 | 234.045 | 1385.0766 | 1.7779 | 61721.55 | 5943.98
HPWH_HighEfficiency | High Efficiency HPWH |  | 240V Market Std. NEEA HPWH | SCG | SCE | CZ08 | 1992-2010 | CARE | Mixed-fuel | Mixed-fuel | -792.04 | 152.2177 | 5192.8306 | 7967.0806 | 5053.2194 | -7.4522 | -70.7042 | N/A | 1375.2636 | 4969.3837 | 0.17262 | 0.62374 | -49.5731 | 3451.4796 | 0 | 0.43322 | N/A | N/A | N/A | N/A | -696.8197 | -73.4445 | N/A | 13020.3 | 1.6343 | 0.82344 | 46.31% | 4985.73 | 234.045 | 1385.0766 | 1.7779 | 61721.55 | 5777.77
HPWH_HighEfficiency_DR | High Efficiency HPWH with Demand Response |  | 240V Market Std. NEEA HPWH + DR | SCG | SCE | CZ08 | 1992-2010 | CARE | Mixed-fuel | Mixed-fuel | -664.43 | 152.2429 | 5192.8306 | 7967.0806 | 6068.8694 | 34.2162 | -31.2997 | N/A | 2314.1683 | 5970.2222 | 0.29047 | 0.74936 | 838.3329 | 4397.9882 | 0.10522 | 0.55202 | N/A | N/A | N/A | N/A | 151.7651 | -165.9067 | N/A | 14035.95 | 1.7617 | 0.84175 | 47.34% | 4985.73 | 234.045 | 1385.0766 | 1.7779 | 61721.55 | 5650.16
HPWH_120V | 120V HPWH |  | 120V Market Std. NEEA HPWH | SCG | SCE | CZ08 | 1992-2010 | CARE | Mixed-fuel | Mixed-fuel | -753.17 | 152.4141 | 2892.8863 | 4272.7328 | 9097.2172 | 9.6334 | -48.1039 | N/A | 1762.2387 | 5386.4021 | 0.41244 | 1.2606 | 461.6268 | 4000.8369 | 0.10804 | 0.93636 | N/A | N/A | N/A | N/A | 300.2977 | -60.1382 | N/A | 13369.95 | 3.1291 | 0.83177 | 46.78% | 4985.73 | 234.045 | 1385.0766 | 1.7779 | 61721.55 | 5738.9
HPWH_TankOutside | HPWH in Exterior Closet |  | 240V Fed. Min. HPWH, Exterior Closet | SCG | SCE | CZ08 | 1992-2010 | CARE | Mixed-fuel | Mixed-fuel | -982.85 | 151.6668 | 4751.0613 | 6972.7834 | 4565.6666 | -63.9883 | -116.4867 | N/A | 95.8129 | 3592.9695 | 0.013741 | 0.51528 | -1086.7834 | 2333.1285 | 0 | 0.33461 | N/A | N/A | N/A | N/A | -74.2489 | -40.7863 | N/A | 11538.45 | 1.6548 | 0.79634 | 44.79% | 4985.73 | 234.045 | 1385.0766 | 1.7779 | 61721.55 | 5968.58
HPWH_TankInside_NotDucted | HPWH in interior closet, not ducted |  | 240V Fed. Min. HPWH, Interior Closet, Not Ducted | SCG | SCE | CZ08 | 1992-2010 | CARE | Mixed-fuel | Mixed-fuel | -667.91 | 136.0414 | 4412.5691 | 6634.2911 | 5120.6089 | 5.3016 | -64.3703 | N/A | 1491.3592 | 4704.2846 | 0.2248 | 0.70909 | -78.0939 | 3032.318 | 0 | 0.45707 | N/A | N/A | N/A | N/A | 832.311 | -68.5498 | N/A | 11754.9 | 1.7718 | 0.73014 | 41.07% | 4985.73 | 234.045 | 1385.0766 | 1.7779 | 61721.55 | 5653.64
HPWH_TankInside_Ducted | HPWH in interior closet, ducted outside |  | 240V Fed. Min. HPWH, Interior Closet, Ducted | SCG | SCE | CZ08 | 1992-2010 | CARE | Mixed-fuel | Mixed-fuel | -1011.64 | 156.153 | 5491.8272 | 7713.5493 | 4324.4007 | -65.858 | -117.9137 | N/A | 101.6601 | 3708.1177 | 0.013179 | 0.48073 | -1070.9666 | 2458.8974 | 0 | 0.31878 | N/A | N/A | N/A | N/A | -83.389 | -46.575 | N/A | 12037.95 | 1.5606 | 0.82669 | 46.5% | 4985.73 | 234.045 | 1385.0766 | 1.7779 | 61721.55 | 5997.37
HPSH_9.5HSPF2_17SEER2 | New HPSH 9.5 HSPF2, 17 SEER2 |  | High Efficiency HPSH | SCG | SCE | CZ08 | 1992-2010 | CARE | Mixed-fuel | Mixed-fuel | -114.01 | 37.056 | 4148.5785 | 7065.961 | -3869.161 | 25.7405 | -63.8488 | N/A | 979.7456 | 1951.882 | 0.13866 | 0.27624 | -1038.3757 | -198.0588 | 0 | 0 | N/A | N/A | N/A | N/A | 161.1691 | -64.975 | N/A | 3196.8 | 0.45242 | 0.17025 | 9.443% | 4680.72 | 240.752 | 1299.3068 | 1.803 | 60356.25 | 4794.73
MSHP | Ducted MSHP 9.5 HSPF2, 16.5 SEER2 |  | High Eff MSHP | SCG | SCE | CZ08 | 1992-2010 | CARE | Mixed-fuel | Mixed-fuel | -137.84 | 37.056 | 1421.1983 | 3229.8412 | -166.2412 | 18.1053 | -70.8925 | N/A | 807.752 | 1768.6542 | 0.25009 | 0.5476 | -1197.0442 | -367.0912 | 0 | 0 | N/A | N/A | N/A | N/A | 78.4962 | -20.0472 | N/A | 3063.6 | 0.94853 | 0.16934 | 9.392% | 4680.72 | 240.752 | 1299.3068 | 1.803 | 60356.25 | 4818.56
PV_3kW | 3kW PV |  | 3kW PV | SCG | SCE | CZ08 | 1992-2010 | CARE | Mixed-fuel | Mixed-fuel | 4863.551 | 0 | 9608.1502 | 11574.2633 | 646.8367 | 707.5134 | N/A | 544.3476 | 15937.6999 | 16978.7175 | 1.377 | 1.4669 | N/A | N/A | N/A | N/A | 12262.1691 | 13063.1087 | 1.0594 | 1.1286 | 13.5802 | N/A | 17.6508 | 12221.1 | 1.0559 | 0.13647 | 7.458% | 4985.73 | 242.925 | 1398.1052 | 1.8298 | 62787.15 | 122.179
AE | All Electric |  | All Electric | SCG | SCE | CZ08 | 1992-2010 | CARE | All Electric | Mixed-fuel | -2014.48 | 242.925 | 6454.0357 | 9682.6042 | 5801.8958 | -213.2736 | -206.9602 | N/A | -2338.1235 | 3109.5245 | 0 | 0.32115 | -2195.9057 | 3261.0316 | 0 | 0.33679 | N/A | N/A | N/A | N/A | -30.2618 | -31.1849 | N/A | 15484.5 | 1.5992 | 1.2021 | 65.7% | 4985.73 | 242.925 | 1398.1052 | 1.8298 | 62787.15 | 7000.21
VCHP_base | Base VCHP |  | Base VCHP | SCG | SCE | CZ08 | 1992-2010 | CARE | Mixed-fuel | Mixed-fuel | -16.96 | 31.109 | 13336.3685 | 21679.367 | -18432.617 | 45.7527 | -56.9533 | N/A | 1366.2626 | 2217.662 | 0.063021 | 0.10229 | -947.3309 | -247.0506 | 0 | 0 | N/A | N/A | N/A | N/A | 291.488 | -234.163 | N/A | 3246.75 | 0.14976 | 0.14141 | 8.062% | 4458.71 | 234.805 | 1224.3546 | 1.7539 | 58424.85 | 4475.67
VCHP_Fujitsu48 | Fujitsu 48 VCHP |  | Fujitsu 48 VCHP | SCG | SCE | CZ08 | 1992-2010 | CARE | Mixed-fuel | Mixed-fuel | 374.76 | 31.109 | 17266.2712 | 28131.7248 | -22121.0748 | 154.6796 | 38.8275 | N/A | 3819.9896 | 4831.6614 | 0.13579 | 0.17175 | 1210.2626 | 2051.4725 | 0.043021 | 0.072924 | N/A | N/A | N/A | N/A | 111.626 | 444.6919 | N/A | 6010.65 | 0.21366 | 0.18163 | 10.36% | 4458.71 | 234.805 | 1224.3546 | 1.7539 | 58424.85 | 4083.95
HPWH_PV | HPWH + 3kW PV |  | 240V Fed. Min. HPWH + 3kW PV | SCG | SCE | CZ08 | 1992-2010 | CARE | Mixed-fuel | Mixed-fuel | 3905.3 | 152.1477 | 13940.1604 | 18127.9956 | 7612.9044 | 741.9658 | N/A | 576.8521 | 18256.1735 | 22951.2218 | 1.0071 | 1.2661 | N/A | N/A | N/A | N/A | 14536.7639 | 18988.8681 | 0.8019 | 1.0475 | 18.7881 | N/A | 24.1659 | 25740.9 | 1.42 | 0.93906 | 52.82% | 4985.73 | 234.045 | 1385.0766 | 1.7779 | 61721.55 | 1080.43
HPSH_PV | HPSH + 3kW PV |  | HPSH + 3kW PV | SCG | SCE | CZ08 | 1992-2010 | CARE | Mixed-fuel | Mixed-fuel | 4548.19 | 37.056 | 10780.1756 | 13753.1352 | -150.0852 | 669.7296 | N/A | 531.0154 | 15486.4739 | 17406.1598 | 1.126 | 1.2656 | N/A | N/A | N/A | N/A | 12361.7478 | 14077.333 | 0.89883 | 1.0236 | 16.0963 | N/A | 20.3011 | 13603.05 | 0.98909 | 0.28731 | 15.94% | 4680.72 | 240.752 | 1299.3068 | 1.803 | 60356.25 | 132.53
HPSH_RCV_300CFM | New HPSH |  | Heat Pump Space Heater | SCG | SCE | CZ09 | 1992-2010 | CARE | Mixed-fuel | Mixed-fuel | -490.03 | 56.156 | 1172.0255 | 2178.8719 | 379.6781 | -51.0362 | -150.173 | N/A | -539.9626 | 809.3219 | 0 | 0.37144 | -2773.1537 | -1569.7367 | 0 | 0 | N/A | N/A | N/A | N/A | -22.9646 | -7.8045 | N/A | 2558.55 | 1.1743 | 0.22522 | 11.71% | 4610.72 | 260.94 | 1278.4512 | 1.9232 | 62615.1 | 5100.75
DFHP_RCV_300CFM_35F | DFHP, Existing Furnace 35F |  | Dual Fuel Heat Pump (existing furnace) | SCG | SCE | CZ09 | 1992-2010 | CARE | Mixed-fuel | Mixed-fuel | -409.66 | 53.756 | 1960.2499 | 948.7304 | 1376.7196 | -33.6145 | -140.4309 | N/A | -172.8763 | 1142.7933 | 0 | 1.2046 | -2579.0614 | -1420.5587 | 0 | 0 | N/A | N/A | N/A | N/A | -58.3157 | -13.9588 | N/A | 2325.45 | 2.4511 | 0.22934 | 11.87% | 4610.72 | 262.38 | 1280.5641 | 1.9316 | 62304.3 | 5020.38
AtticInsulation_R38 | Attic Insulation: R-38 |  | Attic Insulation: R-38 | SCG | SCE | CZ09 | 1992-2010 | CARE | Mixed-fuel | Mixed-fuel | 67.45 | 2.007 | 1781.4608 | 1781.4608 | -1115.4608 | 22.9115 | N/A | N/A | 538.2766 | 623.7669 | 0.30215 | 0.35014 | N/A | N/A | N/A | N/A | N/A | N/A | N/A | N/A | 77.754 | N/A | N/A | 666 | 0.37385 | 0.01441 | 0.7365% | 4898.15 | 264.232 | 1369.4133 | 1.9566 | 65284.65 | 4830.7
AtticInsulation_R49 | Attic Insulation: R-49 |  | Attic Insulation: R-49 | SCG | SCE | CZ09 | 1992-2010 | CARE | Mixed-fuel | Mixed-fuel | 120.63 | 3.667 | 1827.4739 | 1827.4739 | -645.3239 | 41.6211 | N/A | N/A | 978.071 | 1133.927 | 0.5352 | 0.62049 | N/A | N/A | N/A | N/A | N/A | N/A | N/A | N/A | 43.9074 | N/A | N/A | 1182.15 | 0.64688 | 0.02664 | 1.362% | 4898.15 | 264.232 | 1369.4133 | 1.9566 | 65284.65 | 4777.52
Windows_0.28UFactor0.23SHGC | New Windows: 0.28 U-factor, 0.23 SHGC |  | Window Upgrade: 0.28 vs 0.30 U-factor | SCG | SCE | CZ09 | 1992-2010 | CARE | Mixed-fuel | Mixed-fuel | 227.03 | 8.232 | 11462.7824 | 11462.7824 | -9198.3824 | 76.112 | N/A | N/A | 1806.161 | 2132.2276 | 0.15757 | 0.18601 | N/A | N/A | N/A | N/A | N/A | N/A | N/A | N/A | 150.6041 | N/A | N/A | 2264.4 | 0.19754 | 0.05527 | 2.825% | 4898.15 | 264.232 | 1369.4133 | 1.9566 | 65284.65 | 4671.12
Roof_RB | Roofing: Radiant Barrier |  | Radiant Barrier (at roof replacement) | SCG | SCE | CZ09 | 1992-2010 | CARE | Mixed-fuel | Mixed-fuel | 106.78 | 2.487 | 892.9455 | 892.9455 | 22.8045 | 35.2757 | N/A | N/A | 822.2949 | 938.8245 | 0.92088 | 1.0514 | N/A | N/A | N/A | N/A | N/A | N/A | N/A | N/A | 25.3134 | N/A | N/A | 915.75 | 1.0255 | 0.01849 | 0.945% | 4898.15 | 264.232 | 1369.4133 | 1.9566 | 65284.65 | 4791.37
Roof_0.20Ref | Roofing: Steep Sloped, 0.20 Ref. |  | 0.20 Solar Reflectance Cool Roof (at roof replacement) | SCG | SCE | CZ09 | 1992-2010 | CARE | Mixed-fuel | Mixed-fuel | 125.2 | -3.196 | 892.9455 | 1203.407 | -853.757 | 32.1445 | N/A | N/A | 688.7468 | 653.4536 | 0.57233 | 0.543 | N/A | N/A | N/A | N/A | N/A | N/A | N/A | N/A | 27.7791 | N/A | N/A | 349.65 | 0.29055 | -0.01402 | -0.7165% | 4898.15 | 264.232 | 1369.4133 | 1.9566 | 65284.65 | 4772.95
Roof_0.25Ref | Roofing: Steep Sloped, 0.25 Ref. vs. 0.20 Ref |  | Roofing Upgrade: 0.25 vs. 0.20 Solar Reflectance (at roof replacement) | SCG | SCE | CZ09 | 1992-2010 | CARE | Mixed-fuel | Mixed-fuel | 181.64 | -4.894 | 1785.8911 | 2406.8139 | -1923.9639 | 45.6022 | N/A | N/A | 973.0993 | 913.6886 | 0.40431 | 0.37963 | N/A | N/A | N/A | N/A | N/A | N/A | N/A | N/A | 39.1624 | N/A | N/A | 482.85 | 0.20062 | -0.02165 | -1.107% | 4898.15 | 264.232 | 1369.4133 | 1.9566 | 65284.65 | 4716.51
Ducts_R6 | New Ducts: R-6 |  | New Ducts: R-6 | SCG | SCE | CZ09 | 1992-2010 | CARE | Mixed-fuel | Mixed-fuel | 295.99 | 4.34 | 4808.3746 | 4808.3746 | -2310.8746 | 92.768 | N/A | N/A | 2138.1261 | 2387.6985 | 0.44467 | 0.49657 | N/A | N/A | N/A | N/A | N/A | N/A | N/A | N/A | 51.8323 | N/A | N/A | 2497.5 | 0.51941 | 0.04179 | 2.136% | 4898.15 | 264.232 | 1369.4133 | 1.9566 | 65284.65 | 4602.16
Ducts_R8 | New Ducts: R-8 |  | New Ducts: R-8 | SCG | SCE | CZ09 | 1992-2010 | CARE | Mixed-fuel | Mixed-fuel | 318.43 | 5.44 | 6311.1144 | 6311.1144 | -3547.2144 | 100.7448 | N/A | N/A | 2330.0684 | 2620.0065 | 0.3692 | 0.41514 | N/A | N/A | N/A | N/A | N/A | N/A | N/A | N/A | 62.6446 | N/A | N/A | 2763.9 | 0.43794 | 0.04919 | 2.514% | 4898.15 | 264.232 | 1369.4133 | 1.9566 | 65284.65 | 4579.72
DuctSealing_10% | Duct Sealing: 10% |  | Duct Sealing: 10% | SCG | SCE | CZ09 | 1992-2010 | CARE | Mixed-fuel | Mixed-fuel | 57.43 | 1.852 | 1400.2974 | 1400.2974 | -784.2474 | 19.8682 | N/A | N/A | 468.2146 | 545.7036 | 0.33437 | 0.38971 | N/A | N/A | N/A | N/A | N/A | N/A | N/A | N/A | 70.4792 | N/A | N/A | 616.05 | 0.43994 | 0.01352 | 0.691% | 4898.15 | 264.232 | 1369.4133 | 1.9566 | 65284.65 | 4840.72
HPWH | HPWH |  | 240V Fed. Min. HPWH | SCG | SCE | CZ09 | 1992-2010 | CARE | Mixed-fuel | Mixed-fuel | -993.27 | 153.244 | 4332.0102 | 6553.7323 | 5151.2177 | -41.5364 | -148.9875 | N/A | 626.9231 | 4216.3376 | 0.095659 | 0.64335 | -1793.5598 | 1637.7537 | 0 | 0.2499 | N/A | N/A | N/A | N/A | -104.2943 | -29.0763 | N/A | 11704.95 | 1.786 | 0.80394 | 42.21% | 4898.15 | 255.338 | 1356.0393 | 1.9046 | 64219.05 | 5891.42
HPWH_HighEfficiency | High Efficiency HPWH |  | 240V Market Std. NEEA HPWH | SCG | SCE | CZ09 | 1992-2010 | CARE | Mixed-fuel | Mixed-fuel | -818.88 | 153.317 | 5192.8306 | 7967.0806 | 5036.5694 | 6.4086 | -110.9688 | N/A | 1707.7238 | 5369.4929 | 0.21435 | 0.67396 | -936.362 | 2552.7009 | 0 | 0.32041 | N/A | N/A | N/A | N/A | 810.2903 | -46.7954 | N/A | 13003.65 | 1.6322 | 0.82564 | 43.35% | 4898.15 | 255.338 | 1356.0393 | 1.9046 | 64219.05 | 5717.03
HPWH_HighEfficiency_DR | High Efficiency HPWH with Demand Response |  | 240V Market Std. NEEA HPWH + DR | SCG | SCE | CZ09 | 1992-2010 | CARE | Mixed-fuel | Mixed-fuel | -682.59 | 153.345 | 5192.8306 | 7967.0806 | 6085.5194 | 49.3807 | -69.2794 | N/A | 2676.0221 | 6401.7032 | 0.33588 | 0.80352 | 3.0421 | 3554.1297 | 0.00038184 | 0.4461 | N/A | N/A | N/A | N/A | 105.1591 | -74.9549 | N/A | 14052.6 | 1.7638 | 0.84613 | 44.43% | 4898.15 | 255.338 | 1356.0393 | 1.9046 | 64219.05 | 5580.74
HPWH_120V | 120V HPWH |  | 120V Market Std. NEEA HPWH | SCG | SCE | CZ09 | 1992-2010 | CARE | Mixed-fuel | Mixed-fuel | -768.51 | 153.525 | 2892.8863 | 4272.7328 | 9147.1672 | 26.2811 | -85.799 | N/A | 2157.5899 | 5853.7637 | 0.50497 | 1.37 | -367.1681 | 3164.0937 | 0 | 0.74053 | N/A | N/A | N/A | N/A | 110.0747 | -33.717 | N/A | 13419.9 | 3.1408 | 0.83622 | 43.91% | 4898.15 | 255.338 | 1356.0393 | 1.9046 | 64219.05 | 5666.66
HPWH_TankOutside | HPWH in Exterior Closet |  | 240V Fed. Min. HPWH, Exterior Closet | SCG | SCE | CZ09 | 1992-2010 | CARE | Mixed-fuel | Mixed-fuel | -1017.89 | 152.741 | 4751.0613 | 6972.7834 | 4465.7666 | -49.8534 | -156.8751 | N/A | 434.2101 | 3998.8626 | 0.062272 | 0.5735 | -1976.5999 | 1430.5835 | 0 | 0.20517 | N/A | N/A | N/A | N/A | -95.3006 | -30.2856 | N/A | 11438.55 | 1.6405 | 0.79653 | 41.82% | 4898.15 | 255.338 | 1356.0393 | 1.9046 | 64219.05 | 5916.04
HPWH_TankInside_NotDucted | HPWH in interior closet, not ducted |  | 240V Fed. Min. HPWH, Interior Closet, Not Ducted | SCG | SCE | CZ09 | 1992-2010 | CARE | Mixed-fuel | Mixed-fuel | -705.13 | 136.896 | 4412.5691 | 6634.2911 | 5020.7089 | 16.8365 | -107.5596 | N/A | 1769.5445 | 5042.3027 | 0.26673 | 0.76004 | -1032.645 | 2057.08 | 0 | 0.31007 | N/A | N/A | N/A | N/A | 262.0839 | -41.0244 | N/A | 11655 | 1.7568 | 0.73349 | 38.51% | 4898.15 | 255.338 | 1356.0393 | 1.9046 | 64219.05 | 5603.28
HPWH_TankInside_Ducted | HPWH in interior closet, ducted outside |  | 240V Fed. Min. HPWH, Interior Closet, Ducted | SCG | SCE | CZ09 | 1992-2010 | CARE | Mixed-fuel | Mixed-fuel | -1036.9 | 157.4568 | 5491.8272 | 7713.5493 | 4257.8007 | -49.1755 | -156.4548 | N/A | 499.5985 | 4182.3357 | 0.064769 | 0.54221 | -1917.0139 | 1607.8752 | 0 | 0.20845 | N/A | N/A | N/A | N/A | -111.678 | -35.1017 | N/A | 11971.35 | 1.552 | 0.82911 | 43.53% | 4898.15 | 255.338 | 1356.0393 | 1.9046 | 64219.05 | 5935.05
HPSH_9.5HSPF2_17SEER2 | New HPSH 9.5 HSPF2, 17 SEER2 |  | High Efficiency HPSH | SCG | SCE | CZ09 | 1992-2010 | CARE | Mixed-fuel | Mixed-fuel | -281.8 | 56.156 | 4148.5785 | 7065.961 | -2958.961 | 9.1948 | -99.6202 | N/A | 816.8213 | 2254.7281 | 0.1156 | 0.3191 | -1634.3841 | -356.585 | 0 | 0 | N/A | N/A | N/A | N/A | 451.1876 | -41.644 | N/A | 4107 | 0.58124 | 0.24989 | 12.99% | 4610.72 | 260.94 | 1278.4512 | 1.9232 | 62615.1 | 4892.52
MSHP | Ducted MSHP 9.5 HSPF2, 16.5 SEER2 |  | High Eff MSHP | SCG | SCE | CZ09 | 1992-2010 | CARE | Mixed-fuel | Mixed-fuel | -302.28 | 56.156 | 1421.1983 | 3229.8412 | 760.6088 | 2.6289 | -105.7791 | N/A | 668.9165 | 2097.1624 | 0.20711 | 0.64931 | -1773.121 | -504.3839 | 0 | 0 | N/A | N/A | N/A | N/A | 540.5974 | -13.4355 | N/A | 3990.45 | 1.2355 | 0.24904 | 12.95% | 4610.72 | 260.94 | 1278.4512 | 1.9232 | 62615.1 | 4913
PV_3kW | 3kW PV |  | 3kW PV | SCG | SCE | CZ09 | 1992-2010 | CARE | Mixed-fuel | Mixed-fuel | 4898.1504 | 0 | 9608.1502 | 11574.2633 | 247.2367 | 659.2554 | N/A | 498.5465 | 14850.6226 | 15820.6346 | 1.2831 | 1.3669 | N/A | N/A | N/A | N/A | 11230.4374 | 11963.9863 | 0.97029 | 1.0337 | 14.5742 | N/A | 19.2723 | 11821.5 | 1.0214 | 0.13593 | 6.947% | 4898.15 | 264.232 | 1369.4133 | 1.9566 | 65284.65 | -0.0004231
AE | All Electric |  | All Electric | SCG | SCE | CZ09 | 1992-2010 | CARE | All Electric | Mixed-fuel | -2243.6 | 264.232 | 6454.0357 | 9682.6042 | 6717.6458 | -234.7056 | -254.9859 | N/A | -2586.5087 | 3377.2087 | 0 | 0.34879 | -3043.35 | 2890.5275 | 0 | 0.29853 | N/A | N/A | N/A | N/A | -27.4984 | -25.3113 | N/A | 16400.25 | 1.6938 | 1.2842 | 65.64% | 4898.15 | 264.232 | 1369.4133 | 1.9566 | 65284.65 | 7141.75
VCHP_base | Base VCHP |  | Base VCHP | SCG | SCE | CZ09 | 1992-2010 | CARE | Mixed-fuel | Mixed-fuel | -169.32 | 47.528 | 13336.3685 | 21679.367 | -17533.517 | 31.812 | -88.4606 | N/A | 1230.1086 | 2476.5576 | 0.056741 | 0.11424 | -1479.1964 | -409.7136 | 0 | 0 | N/A | N/A | N/A | N/A | 419.2239 | -150.7605 | N/A | 4145.85 | 0.19123 | 0.20958 | 11.3% | 4385.47 | 252.312 | 1204.6052 | 1.8554 | 60406.2 | 4554.79
VCHP_Fujitsu48 | Fujitsu 48 VCHP |  | Fujitsu 48 VCHP | SCG | SCE | CZ09 | 1992-2010 | CARE | Mixed-fuel | Mixed-fuel | 296.3 | 47.528 | 17266.2712 | 28131.7248 | -20489.3748 | 150.3255 | 19.7996 | N/A | 3899.7863 | 5320.6131 | 0.13863 | 0.18913 | 959.5112 | 2188.2853 | 0.034108 | 0.077787 | N/A | N/A | N/A | N/A | 114.8592 | 872.0532 | N/A | 7642.35 | 0.27166 | 0.26881 | 14.49% | 4385.47 | 252.312 | 1204.6052 | 1.8554 | 60406.2 | 4089.17
HPWH_PV | HPWH + 3kW PV |  | 240V Fed. Min. HPWH + 3kW PV | SCG | SCE | CZ09 | 1992-2010 | CARE | Mixed-fuel | Mixed-fuel | 4061.352 | 153.244 | 13940.1604 | 18127.9956 | 7413.1044 | 710.4866 | N/A | 546.5526 | 17567.2634 | 22263.1859 | 0.96907 | 1.2281 | N/A | N/A | N/A | N/A | 13874.4259 | 18329.1399 | 0.76536 | 1.0111 | 19.6206 | N/A | 25.5056 | 25541.1 | 1.4089 | 0.94421 | 49.58% | 4898.15 | 255.338 | 1356.0393 | 1.9046 | 64219.05 | 836.798
HPSH_PV | HPSH + 3kW PV |  | HPSH + 3kW PV | SCG | SCE | CZ09 | 1992-2010 | CARE | Mixed-fuel | Mixed-fuel | 4564.5894 | 56.156 | 10780.1756 | 13753.1352 | 510.3648 | 636.3272 | N/A | 505.3468 | 14943.831 | 17304.4848 | 1.0866 | 1.2582 | N/A | N/A | N/A | N/A | 11993.3201 | 14161.2527 | 0.87204 | 1.0297 | 16.9412 | N/A | 21.3322 | 14263.5 | 1.0371 | 0.36549 | 19% | 4610.72 | 260.94 | 1278.4512 | 1.9232 | 62615.1 | 46.1306
HPSH_RCV_300CFM | New HPSH |  | Heat Pump Space Heater | SCG | SCE | CZ10 | 1992-2010 | CARE | Mixed-fuel | Mixed-fuel | -492.94 | 54.471 | 1172.0255 | 2178.8719 | 102.1781 | -42.2257 | -159.6159 | N/A | -368.3846 | 931.0427 | 0 | 0.4273 | -3012.7587 | -1886.0565 | 0 | 0 | N/A | N/A | N/A | N/A | -27.7562 | -7.3428 | N/A | 2281.05 | 1.0469 | 0.21802 | 11.36% | 5072.37 | 257.381 | 1387.5864 | 1.9185 | 64785.15 | 5565.31
DFHP_RCV_300CFM_35F | DFHP, Existing Furnace 35F |  | Dual Fuel Heat Pump (existing furnace) | SCG | SCE | CZ10 | 1992-2010 | CARE | Mixed-fuel | Mixed-fuel | -399.16 | 50.522 | 1960.2499 | 948.7304 | 1071.4696 | -28.3705 | -149.8829 | N/A | -96.9834 | 1127.7333 | 0 | 1.1887 | -2834.2158 | -1788.2895 | 0 | 0 | N/A | N/A | N/A | N/A | -69.0947 | -13.0785 | N/A | 2020.2 | 2.1294 | 0.21438 | 11.13% | 5072.37 | 258.778 | 1389.6064 | 1.9267 | 64474.35 | 5471.53
AtticInsulation_R38 | Attic Insulation: R-38 |  | Attic Insulation: R-38 | SCG | SCE | CZ10 | 1992-2010 | CARE | Mixed-fuel | Mixed-fuel | 73.82 | 1.947 | 1781.4608 | 1781.4608 | -1098.8108 | 25.1762 | N/A | N/A | 588.26 | 674.6701 | 0.33021 | 0.37872 | N/A | N/A | N/A | N/A | N/A | N/A | N/A | N/A | 70.7596 | N/A | N/A | 682.65 | 0.3832 | 0.01426 | 0.7293% | 5466.94 | 260.581 | 1512.3824 | 1.9554 | 68015.25 | 5393.12
AtticInsulation_R49 | Attic Insulation: R-49 |  | Attic Insulation: R-49 | SCG | SCE | CZ10 | 1992-2010 | CARE | Mixed-fuel | Mixed-fuel | 139.31 | 3.562 | 1827.4739 | 1827.4739 | -562.0739 | 48.1492 | N/A | N/A | 1123.3144 | 1284.5416 | 0.61468 | 0.70291 | N/A | N/A | N/A | N/A | N/A | N/A | N/A | N/A | 37.9544 | N/A | N/A | 1265.4 | 0.69243 | 0.02642 | 1.351% | 5466.94 | 260.581 | 1512.3824 | 1.9554 | 68015.25 | 5327.63
Windows_0.28UFactor0.23SHGC | New Windows: 0.28 U-factor, 0.23 SHGC |  | Window Upgrade: 0.28 vs 0.30 U-factor | SCG | SCE | CZ10 | 1992-2010 | CARE | Mixed-fuel | Mixed-fuel | 291.81 | 7.971 | 11462.7824 | 11462.7824 | -8931.9824 | 97.2766 | N/A | N/A | 2278.9674 | 2626.9364 | 0.19881 | 0.22917 | N/A | N/A | N/A | N/A | N/A | N/A | N/A | N/A | 117.837 | N/A | N/A | 2530.8 | 0.22078 | 0.05423 | 2.773% | 5466.94 | 260.581 | 1512.3824 | 1.9554 | 68015.25 | 5175.13
Roof_RB | Roofing: Radiant Barrier |  | Radiant Barrier (at roof replacement) | SCG | SCE | CZ10 | 1992-2010 | CARE | Mixed-fuel | Mixed-fuel | 134.18 | 2.323 | 892.9455 | 892.9455 | 122.7045 | 43.8366 | N/A | N/A | 1012.9535 | 1136.9682 | 1.1344 | 1.2733 | N/A | N/A | N/A | N/A | N/A | N/A | N/A | N/A | 20.3699 | N/A | N/A | 1015.65 | 1.1374 | 0.01785 | 0.9128% | 5466.94 | 260.581 | 1512.3824 | 1.9554 | 68015.25 | 5332.76
Roof_0.20Ref | Roofing: Steep Sloped, 0.20 Ref. |  | 0.20 Solar Reflectance Cool Roof (at roof replacement) | SCG | SCE | CZ10 | 1992-2010 | CARE | Mixed-fuel | Mixed-fuel | 140.69 | -3.05 | 892.9455 | 1203.407 | -770.507 | 37.5333 | N/A | N/A | 811.9365 | 788.7798 | 0.6747 | 0.65546 | N/A | N/A | N/A | N/A | N/A | N/A | N/A | N/A | 23.7908 | N/A | N/A | 432.9 | 0.35973 | -0.01279 | -0.6541% | 5466.94 | 260.581 | 1512.3824 | 1.9554 | 68015.25 | 5326.25
Roof_0.25Ref | Roofing: Steep Sloped, 0.25 Ref. vs. 0.20 Ref |  | Roofing Upgrade: 0.25 vs. 0.20 Solar Reflectance (at roof replacement) | SCG | SCE | CZ10 | 1992-2010 | CARE | Mixed-fuel | Mixed-fuel | 214.44 | -4.628 | 1785.8911 | 2406.8139 | -1774.1139 | 57.4509 | N/A | N/A | 1243.2311 | 1208.7819 | 0.51655 | 0.50223 | N/A | N/A | N/A | N/A | N/A | N/A | N/A | N/A | 31.0855 | N/A | N/A | 632.7 | 0.26288 | -0.01952 | -0.9982% | 5466.94 | 260.581 | 1512.3824 | 1.9554 | 68015.25 | 5252.5
Ducts_R6 | New Ducts: R-6 |  | New Ducts: R-6 | SCG | SCE | CZ10 | 1992-2010 | CARE | Mixed-fuel | Mixed-fuel | 411.93 | 4.131 | 4808.3746 | 4808.3746 | -1744.7746 | 128.7284 | N/A | N/A | 2945.1517 | 3240.5523 | 0.6125 | 0.67394 | N/A | N/A | N/A | N/A | N/A | N/A | N/A | N/A | 37.3529 | N/A | N/A | 3063.6 | 0.63714 | 0.04436 | 2.269% | 5466.94 | 260.581 | 1512.3824 | 1.9554 | 68015.25 | 5055.01
Ducts_R8 | New Ducts: R-8 |  | New Ducts: R-8 | SCG | SCE | CZ10 | 1992-2010 | CARE | Mixed-fuel | Mixed-fuel | 437.92 | 5.158 | 6311.1144 | 6311.1144 | -2947.8144 | 137.3397 | N/A | N/A | 3150.4103 | 3484.8268 | 0.49918 | 0.55217 | N/A | N/A | N/A | N/A | N/A | N/A | N/A | N/A | 45.9526 | N/A | N/A | 3363.3 | 0.53292 | 0.05149 | 2.633% | 5466.94 | 260.581 | 1512.3824 | 1.9554 | 68015.25 | 5029.02
DuctSealing_10% | Duct Sealing: 10% |  | Duct Sealing: 10% | SCG | SCE | CZ10 | 1992-2010 | CARE | Mixed-fuel | Mixed-fuel | 84.73 | 1.803 | 1400.2974 | 1400.2974 | -667.6974 | 28.4807 | N/A | N/A | 661.3802 | 749.5725 | 0.47231 | 0.5353 | N/A | N/A | N/A | N/A | N/A | N/A | N/A | N/A | 49.1665 | N/A | N/A | 732.6 | 0.52317 | 0.01405 | 0.7185% | 5466.94 | 260.581 | 1512.3824 | 1.9554 | 68015.25 | 5382.21
HPWH | HPWH |  | 240V Fed. Min. HPWH | SCG | SCE | CZ10 | 1992-2010 | CARE | Mixed-fuel | Mixed-fuel | -988.69 | 151.405 | 4332.0102 | 6553.7323 | 4918.1177 | -44.4237 | -151.9922 | N/A | 534.3989 | 4055.3573 | 0.081541 | 0.61879 | -1888.7287 | 1473.956 | 0 | 0.2249 | N/A | N/A | N/A | N/A | -97.5158 | -28.5015 | N/A | 11471.85 | 1.7504 | 0.79138 | 41.57% | 5466.94 | 251.711 | 1499.0612 | 1.9036 | 66949.65 | 6455.63
HPWH_HighEfficiency | High Efficiency HPWH |  | 240V Market Std. NEEA HPWH | SCG | SCE | CZ10 | 1992-2010 | CARE | Mixed-fuel | Mixed-fuel | -800.8 | 151.478 | 5192.8306 | 7967.0806 | 4903.3694 | 8.1474 | -109.469 | N/A | 1719.4021 | 5319.5038 | 0.21581 | 0.66769 | -930.0678 | 2496.976 | 0 | 0.31341 | N/A | N/A | N/A | N/A | 637.3569 | -47.4365 | N/A | 12870.45 | 1.6155 | 0.81534 | 42.83% | 5466.94 | 251.711 | 1499.0612 | 1.9036 | 66949.65 | 6267.74
HPWH_HighEfficiency_DR | High Efficiency HPWH with Demand Response |  | 240V Market Std. NEEA HPWH + DR | SCG | SCE | CZ10 | 1992-2010 | CARE | Mixed-fuel | Mixed-fuel | -665.69 | 151.504 | 5192.8306 | 7967.0806 | 5985.6194 | 50.1343 | -69.5758 | N/A | 2665.4859 | 6328.0054 | 0.33456 | 0.79427 | -31.1466 | 3455.2344 | 0 | 0.43369 | N/A | N/A | N/A | N/A | 103.5785 | -74.6356 | N/A | 13952.7 | 1.7513 | 0.83564 | 43.9% | 5466.94 | 251.711 | 1499.0612 | 1.9036 | 66949.65 | 6132.63
HPWH_120V | 120V HPWH |  | 120V Market Std. NEEA HPWH | SCG | SCE | CZ10 | 1992-2010 | CARE | Mixed-fuel | Mixed-fuel | -750.25 | 151.698 | 2892.8863 | 4272.7328 | 9097.2172 | 27.8659 | -85.3986 | N/A | 2165.8892 | 5800.3844 | 0.50691 | 1.3575 | -385.5473 | 3082.2933 | 0 | 0.72139 | N/A | N/A | N/A | N/A | 103.8147 | -33.8751 | N/A | 13369.95 | 3.1291 | 0.82701 | 43.45% | 5466.94 | 251.711 | 1499.0612 | 1.9036 | 66949.65 | 6217.19
HPWH_TankOutside | HPWH in Exterior Closet |  | 240V Fed. Min. HPWH, Exterior Closet | SCG | SCE | CZ10 | 1992-2010 | CARE | Mixed-fuel | Mixed-fuel | -1009.22 | 150.891 | 4751.0613 | 6972.7834 | 4299.2666 | -51.8103 | -159.5011 | N/A | 362.6285 | 3860.1553 | 0.052006 | 0.5536 | -2063.2532 | 1275.8201 | 0 | 0.18297 | N/A | N/A | N/A | N/A | -91.7011 | -29.787 | N/A | 11272.05 | 1.6166 | 0.78471 | 41.22% | 5466.94 | 251.711 | 1499.0612 | 1.9036 | 66949.65 | 6476.16
HPWH_TankInside_NotDucted | HPWH in interior closet, not ducted |  | 240V Fed. Min. HPWH, Interior Closet, Not Ducted | SCG | SCE | CZ10 | 1992-2010 | CARE | Mixed-fuel | Mixed-fuel | -673.62 | 134.933 | 4412.5691 | 6634.2911 | 4954.1089 | 21.0247 | -105.6061 | N/A | 1838.0827 | 5056.7129 | 0.27706 | 0.76221 | -1014.4473 | 2017.8615 | 0 | 0.30416 | N/A | N/A | N/A | N/A | 209.8756 | -41.7833 | N/A | 11588.4 | 1.7467 | 0.72333 | 38% | 5466.94 | 251.711 | 1499.0612 | 1.9036 | 66949.65 | 6140.56
HPWH_TankInside_Ducted | HPWH in interior closet, ducted outside |  | 240V Fed. Min. HPWH, Interior Closet, Ducted | SCG | SCE | CZ10 | 1992-2010 | CARE | Mixed-fuel | Mixed-fuel | -1035.87 | 155.7339 | 5491.8272 | 7713.5493 | 4091.3007 | -53.1609 | -161.2718 | N/A | 382.8284 | 3996.6356 | 0.049631 | 0.51813 | -2052.5178 | 1402.2177 | 0 | 0.18179 | N/A | N/A | N/A | N/A | -103.3058 | -34.0532 | N/A | 11804.85 | 1.5304 | 0.81814 | 42.98% | 5466.94 | 251.711 | 1499.0612 | 1.9036 | 66949.65 | 6502.81
HPSH_9.5HSPF2_17SEER2 | New HPSH 9.5 HSPF2, 17 SEER2 |  | High Efficiency HPSH | SCG | SCE | CZ10 | 1992-2010 | CARE | Mixed-fuel | Mixed-fuel | -255.6 | 54.471 | 4148.5785 | 7065.961 | -3053.311 | 22.355 | -101.0192 | N/A | 1086.3839 | 2480.8336 | 0.15375 | 0.3511 | -1692.7887 | -479.8688 | 0 | 0 | N/A | N/A | N/A | N/A | 185.5768 | -41.0672 | N/A | 4012.65 | 0.56788 | 0.24355 | 12.69% | 5072.37 | 257.381 | 1387.5864 | 1.9185 | 64785.15 | 5327.97
MSHP | Ducted MSHP 9.5 HSPF2, 16.5 SEER2 |  | High Eff MSHP | SCG | SCE | CZ10 | 1992-2010 | CARE | Mixed-fuel | Mixed-fuel | -278.48 | 54.471 | 1421.1983 | 3229.8412 | 649.6088 | 15.1168 | -107.8151 | N/A | 923.3327 | 2307.1323 | 0.28588 | 0.71432 | -1845.8753 | -642.9547 | 0 | 0 | N/A | N/A | N/A | N/A | 94.0144 | -13.1818 | N/A | 3879.45 | 1.2011 | 0.24261 | 12.65% | 5072.37 | 257.381 | 1387.5864 | 1.9185 | 64785.15 | 5350.85
PV_3kW | 3kW PV |  | 3kW PV | SCG | SCE | CZ10 | 1992-2010 | CARE | Mixed-fuel | Mixed-fuel | 5024.384 | 0 | 9608.1502 | 11574.2633 | 1396.0867 | 706.1478 | N/A | 530.2057 | 15906.9377 | 16945.946 | 1.3743 | 1.4641 | N/A | N/A | N/A | N/A | 11943.6038 | 12723.7354 | 1.0319 | 1.0993 | 13.6064 | N/A | 18.1216 | 12970.35 | 1.1206 | 0.13949 | 7.133% | 5466.94 | 260.581 | 1512.3824 | 1.9554 | 68015.25 | 442.556
AE | All Electric |  | All Electric | SCG | SCE | CZ10 | 1992-2010 | CARE | All Electric | Mixed-fuel | -2132.88 | 260.581 | 6454.0357 | 9682.6042 | 6800.8958 | -169.8871 | -232.4722 | N/A | -1179.3399 | 4756.036 | 0 | 0.49119 | -2589.1543 | 3254.1354 | 0 | 0.33608 | N/A | N/A | N/A | N/A | -37.9901 | -27.7626 | N/A | 16483.5 | 1.7024 | 1.2679 | 64.84% | 5466.94 | 260.581 | 1512.3824 | 1.9554 | 68015.25 | 7599.82
VCHP_base | Base VCHP |  | Base VCHP | SCG | SCE | CZ10 | 1992-2010 | CARE | Mixed-fuel | Mixed-fuel | -93.42 | 46.582 | 13336.3685 | 21679.367 | -17317.067 | 57.3784 | -77.0212 | N/A | 1788.7551 | 3032.472 | 0.08251 | 0.13988 | -1238.7788 | -192.8141 | 0 | 0 | N/A | N/A | N/A | N/A | 232.4282 | -173.152 | N/A | 4362.3 | 0.20122 | 0.20779 | 11.21% | 4774.73 | 249.492 | 1295.4691 | 1.8532 | 62254.35 | 4868.15
VCHP_Fujitsu48 | Fujitsu 48 VCHP |  | Fujitsu 48 VCHP | SCG | SCE | CZ10 | 1992-2010 | CARE | Mixed-fuel | Mixed-fuel | 494.79 | 46.582 | 17266.2712 | 28131.7248 | -19556.9748 | 199.9595 | 63.1541 | N/A | 5000.5869 | 6454.0941 | 0.17776 | 0.22942 | 1918.8593 | 3171.0744 | 0.06821 | 0.11272 | N/A | N/A | N/A | N/A | 86.3488 | 273.3991 | N/A | 8574.75 | 0.30481 | 0.2707 | 14.61% | 4774.73 | 249.492 | 1295.4691 | 1.8532 | 62254.35 | 4279.94
HPWH_PV | HPWH + 3kW PV |  | 240V Fed. Min. HPWH + 3kW PV | SCG | SCE | CZ10 | 1992-2010 | CARE | Mixed-fuel | Mixed-fuel | 4035.7 | 151.405 | 13940.1604 | 18127.9956 | 8029.1544 | 735.4906 | N/A | 556.056 | 18103.0276 | 22771.5325 | 0.99862 | 1.2562 | N/A | N/A | N/A | N/A | 14061.0189 | 18465.5082 | 0.77565 | 1.0186 | 18.9536 | N/A | 25.0697 | 26157.15 | 1.4429 | 0.93088 | 48.9% | 5466.94 | 251.711 | 1499.0612 | 1.9036 | 66949.65 | 1431.24
HPSH_PV | HPSH + 3kW PV |  | HPSH + 3kW PV | SCG | SCE | CZ10 | 1992-2010 | CARE | Mixed-fuel | Mixed-fuel | 4531.445 | 54.471 | 10780.1756 | 13753.1352 | 1181.9148 | 653.9316 | N/A | 510.6418 | 15313.5043 | 17637.2401 | 1.1135 | 1.2824 | N/A | N/A | N/A | N/A | 12085.7067 | 14198.6094 | 0.87876 | 1.0324 | 16.4852 | N/A | 21.111 | 14935.05 | 1.0859 | 0.35752 | 18.64% | 5072.37 | 257.381 | 1387.5864 | 1.9185 | 64785.15 | 540.925
HPSH_RCV_300CFM | New HPSH |  | Heat Pump Space Heater | SDGE | SDGE | CZ10 | 1992-2010 | CARE | Mixed-fuel | Mixed-fuel | -492.94 | 54.471 | 1172.0255 | 2178.8719 | 102.1781 | -47.8495 | 10.9891 | N/A | -482.0364 | 1745.8714 | 0 | 0.80127 | 942.1172 | 3157.8645 | 0.43239 | 1.4493 | N/A | N/A | N/A | N/A | -24.494 | 106.6533 | N/A | 2281.05 | 1.0469 | 0.21802 | 11.36% | 5072.37 | 257.381 | 1960.8856 | 1.9185 | 64785.15 | 5565.31
DFHP_RCV_300CFM_35F | DFHP, Existing Furnace 35F |  | Dual Fuel Heat Pump (existing furnace) | SDGE | SDGE | CZ10 | 1992-2010 | CARE | Mixed-fuel | Mixed-fuel | -399.16 | 50.522 | 1960.2499 | 948.7304 | 1071.4696 | -28.4089 | 23.7675 | N/A | -55.0923 | 2025.7554 | 0 | 2.1352 | 1207.8058 | 3277.87 | 1.2731 | 3.455 | N/A | N/A | N/A | N/A | -69.0013 | 82.4761 | N/A | 2020.2 | 2.1294 | 0.21438 | 11.13% | 5072.37 | 258.778 | 1963.862 | 1.9267 | 64474.35 | 5471.53
AtticInsulation_R38 | Attic Insulation: R-38 |  | Attic Insulation: R-38 | SDGE | SDGE | CZ10 | 1992-2010 | CARE | Mixed-fuel | Mixed-fuel | 73.82 | 1.947 | 1781.4608 | 1781.4608 | -1098.8108 | 34.9025 | N/A | N/A | 869.452 | 943.1237 | 0.48806 | 0.52941 | N/A | N/A | N/A | N/A | N/A | N/A | N/A | N/A | 51.041 | N/A | N/A | 682.65 | 0.3832 | 0.01426 | 0.7293% | 5466.94 | 260.581 | 2136.3397 | 1.9554 | 68015.25 | 5393.12
AtticInsulation_R49 | Attic Insulation: R-49 |  | Attic Insulation: R-49 | SDGE | SDGE | CZ10 | 1992-2010 | CARE | Mixed-fuel | Mixed-fuel | 139.31 | 3.562 | 1827.4739 | 1827.4739 | -562.0739 | 67.1122 | N/A | N/A | 1669.5242 | 1803.6491 | 0.91357 | 0.98696 | N/A | N/A | N/A | N/A | N/A | N/A | N/A | N/A | 27.2301 | N/A | N/A | 1265.4 | 0.69243 | 0.02642 | 1.351% | 5466.94 | 260.581 | 2136.3397 | 1.9554 | 68015.25 | 5327.63
Windows_0.28UFactor0.23SHGC | New Windows: 0.28 U-factor, 0.23 SHGC |  | Window Upgrade: 0.28 vs 0.30 U-factor | SDGE | SDGE | CZ10 | 1992-2010 | CARE | Mixed-fuel | Mixed-fuel | 291.81 | 7.971 | 11462.7824 | 11462.7824 | -8931.9824 | 134.0534 | N/A | N/A | 3345.4503 | 3648.3036 | 0.29185 | 0.31827 | N/A | N/A | N/A | N/A | N/A | N/A | N/A | N/A | 85.5091 | N/A | N/A | 2530.8 | 0.22078 | 0.05423 | 2.773% | 5466.94 | 260.581 | 2136.3397 | 1.9554 | 68015.25 | 5175.13
Roof_RB | Roofing: Radiant Barrier |  | Radiant Barrier (at roof replacement) | SDGE | SDGE | CZ10 | 1992-2010 | CARE | Mixed-fuel | Mixed-fuel | 134.18 | 2.323 | 892.9455 | 892.9455 | 122.7045 | 60.7563 | N/A | N/A | 1499.8672 | 1583.4153 | 1.6797 | 1.7732 | N/A | N/A | N/A | N/A | N/A | N/A | N/A | N/A | 14.6972 | N/A | N/A | 1015.65 | 1.1374 | 0.01785 | 0.9128% | 5466.94 | 260.581 | 2136.3397 | 1.9554 | 68015.25 | 5332.76
Roof_0.20Ref | Roofing: Steep Sloped, 0.20 Ref. |  | 0.20 Solar Reflectance Cool Roof (at roof replacement) | SDGE | SDGE | CZ10 | 1992-2010 | CARE | Mixed-fuel | Mixed-fuel | 140.69 | -3.05 | 892.9455 | 1203.407 | -770.507 | 50.4448 | N/A | N/A | 1182.733 | 1046.8162 | 0.98282 | 0.86988 | N/A | N/A | N/A | N/A | N/A | N/A | N/A | N/A | 17.7014 | N/A | N/A | 432.9 | 0.35973 | -0.01279 | -0.6541% | 5466.94 | 260.581 | 2136.3397 | 1.9554 | 68015.25 | 5326.25
Roof_0.25Ref | Roofing: Steep Sloped, 0.25 Ref. vs. 0.20 Ref |  | Roofing Upgrade: 0.25 vs. 0.20 Solar Reflectance (at roof replacement) | SDGE | SDGE | CZ10 | 1992-2010 | CARE | Mixed-fuel | Mixed-fuel | 214.44 | -4.628 | 1785.8911 | 2406.8139 | -1774.1139 | 77.3056 | N/A | N/A | 1813.0885 | 1606.6861 | 0.75331 | 0.66756 | N/A | N/A | N/A | N/A | N/A | N/A | N/A | N/A | 23.1017 | N/A | N/A | 632.7 | 0.26288 | -0.01952 | -0.9982% | 5466.94 | 260.581 | 2136.3397 | 1.9554 | 68015.25 | 5252.5
Ducts_R6 | New Ducts: R-6 |  | New Ducts: R-6 | SDGE | SDGE | CZ10 | 1992-2010 | CARE | Mixed-fuel | Mixed-fuel | 411.93 | 4.131 | 4808.3746 | 4808.3746 | -1744.7746 | 180.9642 | N/A | N/A | 4432.3086 | 4566.0711 | 0.92179 | 0.94961 | N/A | N/A | N/A | N/A | N/A | N/A | N/A | N/A | 26.5709 | N/A | N/A | 3063.6 | 0.63714 | 0.04436 | 2.269% | 5466.94 | 260.581 | 2136.3397 | 1.9554 | 68015.25 | 5055.01
Ducts_R8 | New Ducts: R-8 |  | New Ducts: R-8 | SDGE | SDGE | CZ10 | 1992-2010 | CARE | Mixed-fuel | Mixed-fuel | 437.92 | 5.158 | 6311.1144 | 6311.1144 | -2947.8144 | 193.6705 | N/A | N/A | 4752.8223 | 4926.495 | 0.75309 | 0.78061 | N/A | N/A | N/A | N/A | N/A | N/A | N/A | N/A | 32.5869 | N/A | N/A | 3363.3 | 0.53292 | 0.05149 | 2.633% | 5466.94 | 260.581 | 2136.3397 | 1.9554 | 68015.25 | 5029.02
DuctSealing_10% | Duct Sealing: 10% |  | Duct Sealing: 10% | SDGE | SDGE | CZ10 | 1992-2010 | CARE | Mixed-fuel | Mixed-fuel | 84.73 | 1.803 | 1400.2974 | 1400.2974 | -667.6974 | 39.3165 | N/A | N/A | 974.4109 | 1041.0095 | 0.69586 | 0.74342 | N/A | N/A | N/A | N/A | N/A | N/A | N/A | N/A | 35.616 | N/A | N/A | 732.6 | 0.52317 | 0.01405 | 0.7185% | 5466.94 | 260.581 | 2136.3397 | 1.9554 | 68015.25 | 5382.21
HPWH | HPWH |  | 240V Fed. Min. HPWH | SDGE | SDGE | CZ10 | 1992-2010 | CARE | Mixed-fuel | Mixed-fuel | -988.69 | 151.405 | 4332.0102 | 6553.7323 | 4918.1177 | -29.3991 | 73.4555 | N/A | 1042.8571 | 6804.3034 | 0.15912 | 1.0382 | 3532.3908 | 9272.5798 | 0.53899 | 1.4149 | N/A | N/A | N/A | N/A | -147.3518 | 58.9746 | N/A | 11471.85 | 1.7504 | 0.79138 | 41.57% | 5466.94 | 251.711 | 2118.1399 | 1.9036 | 66949.65 | 6455.63
HPWH_HighEfficiency | High Efficiency HPWH |  | 240V Market Std. NEEA HPWH | SDGE | SDGE | CZ10 | 1992-2010 | CARE | Mixed-fuel | Mixed-fuel | -800.8 | 151.478 | 5192.8306 | 7967.0806 | 4903.3694 | 37.2251 | 123.5168 | N/A | 2656.3407 | 8406.9225 | 0.33341 | 1.0552 | 4744.981 | 10477.7285 | 0.59557 | 1.3151 | N/A | N/A | N/A | N/A | 139.4983 | 42.0415 | N/A | 12870.45 | 1.6155 | 0.81534 | 42.83% | 5466.94 | 251.711 | 2118.1399 | 1.9036 | 66949.65 | 6267.74
HPWH_HighEfficiency_DR | High Efficiency HPWH with Demand Response |  | 240V Market Std. NEEA HPWH + DR | SDGE | SDGE | CZ10 | 1992-2010 | CARE | Mixed-fuel | Mixed-fuel | -665.69 | 151.504 | 5192.8306 | 7967.0806 | 5985.6194 | 89.6613 | 165.2035 | N/A | 3925.8451 | 9666.6268 | 0.49276 | 1.2133 | 5754.3004 | 11479.4695 | 0.72226 | 1.4409 | N/A | N/A | N/A | N/A | 57.9161 | 31.4329 | N/A | 13952.7 | 1.7513 | 0.83564 | 43.9% | 5466.94 | 251.711 | 2118.1399 | 1.9036 | 66949.65 | 6132.63
HPWH_120V | 120V HPWH |  | 120V Market Std. NEEA HPWH | SDGE | SDGE | CZ10 | 1992-2010 | CARE | Mixed-fuel | Mixed-fuel | -750.25 | 151.698 | 2892.8863 | 4272.7328 | 9097.2172 | 61.6319 | 144.9098 | N/A | 3249.749 | 9003.9982 | 0.76058 | 2.1073 | 5265.4422 | 11002.48 | 1.2323 | 2.575 | N/A | N/A | N/A | N/A | 46.9382 | 19.9634 | N/A | 13369.95 | 3.1291 | 0.82701 | 43.45% | 5466.94 | 251.711 | 2118.1399 | 1.9036 | 66949.65 | 6217.19
HPWH_TankOutside | HPWH in Exterior Closet |  | 240V Fed. Min. HPWH, Exterior Closet | SDGE | SDGE | CZ10 | 1992-2010 | CARE | Mixed-fuel | Mixed-fuel | -1009.22 | 150.891 | 4751.0613 | 6972.7834 | 4299.2666 | -39.0583 | 65.8884 | N/A | 802.855 | 6545.9374 | 0.11514 | 0.93878 | 3343.0275 | 9064.4201 | 0.47944 | 1.3 | N/A | N/A | N/A | N/A | -121.6402 | 72.1077 | N/A | 11272.05 | 1.6166 | 0.78471 | 41.22% | 5466.94 | 251.711 | 2118.1399 | 1.9036 | 66949.65 | 6476.16
HPWH_TankInside_NotDucted | HPWH in interior closet, not ducted |  | 240V Fed. Min. HPWH, Interior Closet, Not Ducted | SDGE | SDGE | CZ10 | 1992-2010 | CARE | Mixed-fuel | Mixed-fuel | -673.62 | 134.933 | 4412.5691 | 6634.2911 | 4954.1089 | 53.0268 | 129.363 | N/A | 2839.5907 | 7933.3721 | 0.42802 | 1.1958 | 4687.2637 | 9765.2683 | 0.70652 | 1.4719 | N/A | N/A | N/A | N/A | 83.214 | 34.11 | N/A | 11588.4 | 1.7467 | 0.72333 | 38% | 5466.94 | 251.711 | 2118.1399 | 1.9036 | 66949.65 | 6140.56
HPWH_TankInside_Ducted | HPWH in interior closet, ducted outside |  | 240V Fed. Min. HPWH, Interior Closet, Ducted | SDGE | SDGE | CZ10 | 1992-2010 | CARE | Mixed-fuel | Mixed-fuel | -1035.87 | 155.7339 | 5491.8272 | 7713.5493 | 4091.3007 | -42.0547 | 63.5191 | N/A | 786.0661 | 6712.6134 | 0.10191 | 0.87024 | 3341.4191 | 9246.1469 | 0.43319 | 1.1987 | N/A | N/A | N/A | N/A | -130.5876 | 86.4594 | N/A | 11804.85 | 1.5304 | 0.81814 | 42.98% | 5466.94 | 251.711 | 2118.1399 | 1.9036 | 66949.65 | 6502.81
HPSH_9.5HSPF2_17SEER2 | New HPSH 9.5 HSPF2, 17 SEER2 |  | High Efficiency HPSH | SDGE | SDGE | CZ10 | 1992-2010 | CARE | Mixed-fuel | Mixed-fuel | -255.6 | 54.471 | 4148.5785 | 7065.961 | -3053.311 | 42.9514 | 85.3166 | N/A | 1715.7447 | 3924.8862 | 0.24282 | 0.55546 | 2741.171 | 4941.5567 | 0.38794 | 0.69935 | N/A | N/A | N/A | N/A | 96.5878 | 48.6257 | N/A | 4012.65 | 0.56788 | 0.24355 | 12.69% | 5072.37 | 257.381 | 1960.8856 | 1.9185 | 64785.15 | 5327.97
MSHP | Ducted MSHP 9.5 HSPF2, 16.5 SEER2 |  | High Eff MSHP | SDGE | SDGE | CZ10 | 1992-2010 | CARE | Mixed-fuel | Mixed-fuel | -278.48 | 54.471 | 1421.1983 | 3229.8412 | 649.6088 | 32.7957 | 76.7737 | N/A | 1469.9323 | 3681.1728 | 0.45511 | 1.1397 | 2534.3952 | 4736.5465 | 0.78468 | 1.4665 | N/A | N/A | N/A | N/A | 43.3349 | 18.5115 | N/A | 3879.45 | 1.2011 | 0.24261 | 12.65% | 5072.37 | 257.381 | 1960.8856 | 1.9185 | 64785.15 | 5350.85
PV_3kW | 3kW PV |  | 3kW PV | SDGE | SDGE | CZ10 | 1992-2010 | CARE | Mixed-fuel | Mixed-fuel | 5024.384 | 0 | 9608.1502 | 11574.2633 | 1396.0867 | 798.1857 | N/A | 556.3902 | 19319.6115 | 19154.6472 | 1.6692 | 1.6549 | N/A | N/A | N/A | N/A | 13467.0947 | 13352.1032 | 1.1635 | 1.1536 | 12.0375 | N/A | 17.2687 | 12970.35 | 1.1206 | 0.13949 | 7.133% | 5466.94 | 260.581 | 2136.3397 | 1.9554 | 68015.25 | 442.556
AE | All Electric |  | All Electric | SDGE | SDGE | CZ10 | 1992-2010 | CARE | All Electric | Mixed-fuel | -2132.88 | 260.581 | 6454.0357 | 9682.6042 | 6800.8958 | -239.1375 | -25.4805 | N/A | -3065.112 | 5917.2083 | 0 | 0.61112 | 2106.3297 | 11044.4926 | 0.21754 | 1.1407 | N/A | N/A | N/A | N/A | -26.9888 | -253.2933 | N/A | 16483.5 | 1.7024 | 1.2679 | 64.84% | 5466.94 | 260.581 | 2136.3397 | 1.9554 | 68015.25 | 7599.82
VCHP_base | Base VCHP |  | Base VCHP | SDGE | SDGE | CZ10 | 1992-2010 | CARE | Mixed-fuel | Mixed-fuel | -93.42 | 46.582 | 13336.3685 | 21679.367 | -17317.067 | 87.6923 | 98.1956 | N/A | 2699.0608 | 4572.188 | 0.1245 | 0.2109 | 2953.2876 | 4824.2441 | 0.13623 | 0.22253 | N/A | N/A | N/A | N/A | 152.0815 | 135.8143 | N/A | 4362.3 | 0.20122 | 0.20779 | 11.21% | 4774.73 | 249.492 | 1825.3609 | 1.8532 | 62254.35 | 4868.15
VCHP_Fujitsu48 | Fujitsu 48 VCHP |  | Fujitsu 48 VCHP | SDGE | SDGE | CZ10 | 1992-2010 | CARE | Mixed-fuel | Mixed-fuel | 494.79 | 46.582 | 17266.2712 | 28131.7248 | -19556.9748 | 304.8185 | 277.343 | N/A | 7954.4719 | 9782.7248 | 0.28276 | 0.34775 | 7289.4445 | 9123.3758 | 0.25912 | 0.32431 | N/A | N/A | N/A | N/A | 56.6444 | 62.256 | N/A | 8574.75 | 0.30481 | 0.2707 | 14.61% | 4774.73 | 249.492 | 1825.3609 | 1.8532 | 62254.35 | 4279.94
HPWH_PV | HPWH + 3kW PV |  | 240V Fed. Min. HPWH + 3kW PV | SDGE | SDGE | CZ10 | 1992-2010 | CARE | Mixed-fuel | Mixed-fuel | 4035.7 | 151.405 | 13940.1604 | 18127.9956 | 8029.1544 | 888.9949 | N/A | 679.6355 | 23272.04 | 28843.678 | 1.2838 | 1.5911 | N/A | N/A | N/A | N/A | 18204.6185 | 23819.5257 | 1.0042 | 1.314 | 15.6808 | N/A | 20.5112 | 26157.15 | 1.4429 | 0.93088 | 48.9% | 5466.94 | 251.711 | 2118.1399 | 1.9036 | 66949.65 | 1431.24
HPSH_PV | HPSH + 3kW PV |  | HPSH + 3kW PV | SDGE | SDGE | CZ10 | 1992-2010 | CARE | Mixed-fuel | Mixed-fuel | 4531.445 | 54.471 | 10780.1756 | 13753.1352 | 1181.9148 | 737.4173 | N/A | 562.9276 | 18524.8804 | 20590.4939 | 1.347 | 1.4971 | N/A | N/A | N/A | N/A | 14301.4608 | 16403.1367 | 1.0399 | 1.1927 | 14.6188 | N/A | 19.1502 | 14935.05 | 1.0859 | 0.35752 | 18.64% | 5072.37 | 257.381 | 1960.8856 | 1.9185 | 64785.15 | 540.925
HPSH_RCV_300CFM | New HPSH |  | Heat Pump Space Heater | PGE | PGE | CZ11 | 1992-2010 | CARE | Mixed-fuel | Mixed-fuel | -1822.17 | 199.673 | 1247.8715 | 2494.1335 | 6552.3665 | 1.8571 | -113.018 | N/A | 2690.272 | 9206.2596 | 1.0786 | 3.6912 | 71.3025 | 6449.5158 | 0.028588 | 2.5859 | N/A | N/A | N/A | N/A | 671.9319 | -11.0413 | N/A | 9046.5 | 3.6271 | 0.84003 | 29.48% | 5826.62 | 406.37 | 2031.2183 | 2.8491 | 88300.5 | 7648.79
DFHP_RCV_300CFM_35F | DFHP, Existing Furnace 35F |  | Dual Fuel Heat Pump (existing furnace) | PGE | PGE | CZ11 | 1992-2010 | CARE | Mixed-fuel | Mixed-fuel | -1335.88 | 167.83 | 1933.2565 | 1161.1526 | 6597.7474 | 57.5162 | -70.1944 | N/A | 3571.8907 | 9201.8494 | 3.0762 | 7.9248 | 660.2943 | 6137.0847 | 0.56865 | 5.2853 | N/A | N/A | N/A | N/A | 33.6124 | -27.5415 | N/A | 7758.9 | 6.6821 | 0.75547 | 26.24% | 5826.62 | 411.49 | 2041.4653 | 2.879 | 87190.5 | 7162.5
AtticInsulation_R38 | Attic Insulation: R-38 |  | Attic Insulation: R-38 | PGE | PGE | CZ11 | 1992-2010 | CARE | Mixed-fuel | Mixed-fuel | 84.96 | 4.993 | 1781.4608 | 1781.4608 | -649.2608 | 36.3189 | N/A | N/A | 901.4626 | 1125.7031 | 0.50602 | 0.6319 | N/A | N/A | N/A | N/A | N/A | N/A | N/A | N/A | 49.0505 | N/A | N/A | 1132.2 | 0.63555 | 0.03327 | 1.129% | 6382.63 | 418.219 | 2232.0903 | 2.9472 | 94771.8 | 6297.67
AtticInsulation_R49 | Attic Insulation: R-49 |  | Attic Insulation: R-49 | PGE | PGE | CZ11 | 1992-2010 | CARE | Mixed-fuel | Mixed-fuel | 163.18 | 9.14 | 1827.4739 | 1827.4739 | 303.7261 | 69.3455 | N/A | N/A | 1715.3965 | 2129.2569 | 0.93867 | 1.1651 | N/A | N/A | N/A | N/A | N/A | N/A | N/A | N/A | 26.3532 | N/A | N/A | 2131.2 | 1.1662 | 0.0612 | 2.077% | 6382.63 | 418.219 | 2232.0903 | 2.9472 | 94771.8 | 6219.45
Windows_0.28UFactor0.23SHGC | New Windows: 0.28 U-factor, 0.23 SHGC |  | Window Upgrade: 0.28 vs 0.30 U-factor | PGE | PGE | CZ11 | 1992-2010 | CARE | Mixed-fuel | Mixed-fuel | 398.84 | 24.406 | 11462.7824 | 11462.7824 | -6184.7324 | 172.9177 | N/A | N/A | 4298.0786 | 5380.7928 | 0.37496 | 0.46941 | N/A | N/A | N/A | N/A | N/A | N/A | N/A | N/A | 66.2904 | N/A | N/A | 5278.05 | 0.46045 | 0.15951 | 5.412% | 6382.63 | 418.219 | 2232.0903 | 2.9472 | 94771.8 | 5983.79
Roof_RB | Roofing: Radiant Barrier |  | Radiant Barrier (at roof replacement) | PGE | PGE | CZ11 | 1992-2010 | CARE | Mixed-fuel | Mixed-fuel | 176.58 | 5.724 | 892.9455 | 892.9455 | 755.4045 | 66.7797 | N/A | N/A | 1606.4538 | 1893.1401 | 1.7991 | 2.1201 | N/A | N/A | N/A | N/A | N/A | N/A | N/A | N/A | 13.3715 | N/A | N/A | 1648.35 | 1.846 | 0.04023 | 1.365% | 6382.63 | 418.219 | 2232.0903 | 2.9472 | 94771.8 | 6206.05
Roof_0.20Ref | Roofing: Steep Sloped, 0.20 Ref. |  | 0.20 Solar Reflectance Cool Roof (at roof replacement) | PGE | PGE | CZ11 | 1992-2010 | CARE | Mixed-fuel | Mixed-fuel | 161.72 | -4.394 | 892.9455 | 1203.407 | -803.807 | 41.9193 | N/A | N/A | 891.7903 | 784.8706 | 0.74105 | 0.65221 | N/A | N/A | N/A | N/A | N/A | N/A | N/A | N/A | 21.3015 | N/A | N/A | 399.6 | 0.33206 | -0.01939 | -0.6579% | 6382.63 | 418.219 | 2232.0903 | 2.9472 | 94771.8 | 6220.91
Roof_0.25Ref | Roofing: Steep Sloped, 0.25 Ref. vs. 0.20 Ref |  | Roofing Upgrade: 0.25 vs. 0.20 Solar Reflectance (at roof replacement) | PGE | PGE | CZ11 | 1992-2010 | CARE | Mixed-fuel | Mixed-fuel | 234.67 | -6.659 | 1785.8911 | 2406.8139 | -1857.3639 | 60.0793 | N/A | N/A | 1272.8737 | 1106.716 | 0.52886 | 0.45983 | N/A | N/A | N/A | N/A | N/A | N/A | N/A | N/A | 29.7256 | N/A | N/A | 549.45 | 0.22829 | -0.02937 | -0.9965% | 6382.63 | 418.219 | 2232.0903 | 2.9472 | 94771.8 | 6147.96
Ducts_R6 | New Ducts: R-6 |  | New Ducts: R-6 | PGE | PGE | CZ11 | 1992-2010 | CARE | Mixed-fuel | Mixed-fuel | 617.18 | 14.476 | 4808.3746 | 4808.3746 | 1052.4254 | 222.4421 | N/A | N/A | 5283.8773 | 6073.5314 | 1.0989 | 1.2631 | N/A | N/A | N/A | N/A | N/A | N/A | N/A | N/A | 21.6163 | N/A | N/A | 5860.8 | 1.2189 | 0.1217 | 4.129% | 6382.63 | 418.219 | 2232.0903 | 2.9472 | 94771.8 | 5765.45
Ducts_R8 | New Ducts: R-8 |  | New Ducts: R-8 | PGE | PGE | CZ11 | 1992-2010 | CARE | Mixed-fuel | Mixed-fuel | 661.23 | 17.713 | 6311.1144 | 6311.1144 | 215.6856 | 242.83 | N/A | N/A | 5796.2168 | 6727.2394 | 0.91841 | 1.0659 | N/A | N/A | N/A | N/A | N/A | N/A | N/A | N/A | 25.9898 | N/A | N/A | 6526.8 | 1.0342 | 0.1426 | 4.839% | 6382.63 | 418.219 | 2232.0903 | 2.9472 | 94771.8 | 5721.4
DuctSealing_10% | Duct Sealing: 10% |  | Duct Sealing: 10% | PGE | PGE | CZ11 | 1992-2010 | CARE | Mixed-fuel | Mixed-fuel | 117.15 | 6.73 | 1400.2974 | 1400.2974 | 164.8026 | 50.3185 | N/A | N/A | 1245.9987 | 1549.4345 | 0.88981 | 1.1065 | N/A | N/A | N/A | N/A | N/A | N/A | N/A | N/A | 27.8287 | N/A | N/A | 1565.1 | 1.1177 | 0.04579 | 1.554% | 6382.63 | 418.219 | 2232.0903 | 2.9472 | 94771.8 | 6265.48
HPWH | HPWH |  | 240V Fed. Min. HPWH | PGE | PGE | CZ11 | 1992-2010 | CARE | Mixed-fuel | Mixed-fuel | -1261.01 | 155.603 | 4332.0102 | 6553.7323 | 3469.5677 | -68.3743 | -88.6942 | N/A | 480.569 | 5415.3571 | 0.073328 | 0.8263 | 17.3099 | 4927.7277 | 0.0026412 | 0.7519 | N/A | N/A | N/A | N/A | -63.3572 | -48.8421 | N/A | 10023.3 | 1.5294 | 0.77543 | 26.78% | 6382.63 | 409.301 | 2214.9179 | 2.895 | 93689.55 | 7643.64
HPWH_HighEfficiency | High Efficiency HPWH |  | 240V Market Std. NEEA HPWH | PGE | PGE | CZ11 | 1992-2010 | CARE | Mixed-fuel | Mixed-fuel | -986.27 | 155.745 | 5192.8306 | 7967.0806 | 3987.6194 | 7.896 | -30.0762 | N/A | 2221.3746 | 7252.471 | 0.27882 | 0.9103 | 1355.6713 | 6341.2263 | 0.17016 | 0.79593 | N/A | N/A | N/A | N/A | 657.6574 | -172.656 | N/A | 11954.7 | 1.5005 | 0.80737 | 27.89% | 6382.63 | 409.301 | 2214.9179 | 2.895 | 93689.55 | 7368.9
HPWH_HighEfficiency_DR | High Efficiency HPWH with Demand Response |  | 240V Market Std. NEEA HPWH + DR | PGE | PGE | CZ11 | 1992-2010 | CARE | Mixed-fuel | Mixed-fuel | -806.65 | 155.797 | 5192.8306 | 7967.0806 | 5402.8694 | 58.7897 | 10.2717 | N/A | 3382.3764 | 8476.248 | 0.42454 | 1.0639 | 2276.2429 | 7311.925 | 0.28571 | 0.91777 | N/A | N/A | N/A | N/A | 88.3289 | 505.5489 | N/A | 13369.95 | 1.6781 | 0.83674 | 28.9% | 6382.63 | 409.301 | 2214.9179 | 2.895 | 93689.55 | 7189.28
HPWH_120V | 120V HPWH |  | 120V Market Std. NEEA HPWH | PGE | PGE | CZ11 | 1992-2010 | CARE | Mixed-fuel | Mixed-fuel | -816.87 | 156.121 | 2892.8863 | 4272.7328 | 9197.1172 | 55.4664 | 6.9935 | N/A | 3311.0427 | 8411.8316 | 0.77492 | 1.9687 | 2205.9382 | 7248.5916 | 0.51628 | 1.6965 | N/A | N/A | N/A | N/A | 52.1556 | 413.6535 | N/A | 13469.85 | 3.1525 | 0.84454 | 29.17% | 6382.63 | 409.301 | 2214.9179 | 2.895 | 93689.55 | 7199.5
HPWH_TankOutside | HPWH in Exterior Closet |  | 240V Fed. Min. HPWH, Exterior Closet | PGE | PGE | CZ11 | 1992-2010 | CARE | Mixed-fuel | Mixed-fuel | -1279.29 | 154.629 | 4751.0613 | 6972.7834 | 2750.8166 | -75.3125 | -94.6492 | N/A | 308.9573 | 5202.3806 | 0.044309 | 0.7461 | -131.8879 | 4738.3441 | 0 | 0.67955 | N/A | N/A | N/A | N/A | -63.0846 | -50.1965 | N/A | 9723.6 | 1.3945 | 0.7663 | 26.47% | 6382.63 | 409.301 | 2214.9179 | 2.895 | 93689.55 | 7661.92
HPWH_TankInside_NotDucted | HPWH in interior closet, not ducted |  | 240V Fed. Min. HPWH, Interior Closet, Not Ducted | PGE | PGE | CZ11 | 1992-2010 | CARE | Mixed-fuel | Mixed-fuel | -778.64 | 125.972 | 4412.5691 | 6634.2911 | 3189.2089 | 13.05 | -36.0478 | N/A | 1934.6774 | 5977.6449 | 0.29162 | 0.90102 | 815.3273 | 4799.41 | 0.1229 | 0.72342 | N/A | N/A | N/A | N/A | 338.1285 | -122.4089 | N/A | 9823.5 | 1.4807 | 0.65999 | 22.8% | 6382.63 | 409.301 | 2214.9179 | 2.895 | 93689.55 | 7161.27
HPWH_TankInside_Ducted | HPWH in interior closet, ducted outside |  | 240V Fed. Min. HPWH, Interior Closet, Ducted | PGE | PGE | CZ11 | 1992-2010 | CARE | Mixed-fuel | Mixed-fuel | -1285.29 | 163.631 | 5491.8272 | 7713.5493 | 3225.5007 | -62.7802 | -83.5738 | N/A | 718.038 | 5929.9613 | 0.093088 | 0.76877 | 243.9782 | 5430.963 | 0.03163 | 0.70408 | N/A | N/A | N/A | N/A | -87.477 | -65.7123 | N/A | 10939.05 | 1.4182 | 0.82666 | 28.55% | 6382.63 | 409.301 | 2214.9179 | 2.895 | 93689.55 | 7667.92
HPSH_9.5HSPF2_17SEER2 | New HPSH 9.5 HSPF2, 17 SEER2 |  | High Efficiency HPSH | PGE | PGE | CZ11 | 1992-2010 | CARE | Mixed-fuel | Mixed-fuel | -1323.67 | 199.673 | 4247.3528 | 7418.8676 | 5473.7824 | 129.2514 | 2.166 | N/A | 5594.656 | 12263.4325 | 0.75411 | 1.653 | 2697.3141 | 9213.6722 | 0.36357 | 1.2419 | N/A | N/A | N/A | N/A | 32.8612 | 1960.8973 | N/A | 12892.65 | 1.7378 | 0.90716 | 31.84% | 5826.62 | 406.37 | 2031.2183 | 2.8491 | 88300.5 | 7150.29
MSHP | Ducted MSHP 9.5 HSPF2, 16.5 SEER2 |  | High Eff MSHP | PGE | PGE | CZ11 | 1992-2010 | CARE | Mixed-fuel | Mixed-fuel | -1351.61 | 199.673 | 1411.0322 | 3403.8828 | 9322.2672 | 120.6142 | -5.9532 | N/A | 5397.7428 | 12056.1604 | 1.5858 | 3.5419 | 2512.2096 | 9018.83 | 0.73804 | 2.6496 | N/A | N/A | N/A | N/A | 11.6987 | -237.0222 | N/A | 12726.15 | 3.7387 | 0.90604 | 31.8% | 5826.62 | 406.37 | 2031.2183 | 2.8491 | 88300.5 | 7178.23
PV_3kW | 3kW PV |  | 3kW PV | PGE | PGE | CZ11 | 1992-2010 | CARE | Mixed-fuel | Mixed-fuel | 4582.45 | 0 | 9608.1502 | 11574.2633 | 763.3867 | 730.7175 | N/A | 545.3328 | 16659.1868 | 17535.5649 | 1.4393 | 1.515 | N/A | N/A | N/A | N/A | 12432.7119 | 13086.7508 | 1.0742 | 1.1307 | 13.1489 | N/A | 17.6189 | 12337.65 | 1.066 | 0.10753 | 3.649% | 6382.63 | 418.219 | 2232.0903 | 2.9472 | 94771.8 | 1800.18
AE | All Electric |  | All Electric | PGE | PGE | CZ11 | 1992-2010 | CARE | All Electric | Mixed-fuel | -3573.53 | 418.219 | 6529.8817 | 9997.8658 | 14960.4842 | -92.0505 | -125.0096 | N/A | 2848.3539 | 14907.1811 | 0.2849 | 1.491 | 2096.9383 | 14116.2363 | 0.20974 | 1.4119 | N/A | N/A | N/A | N/A | -70.9381 | -52.235 | N/A | 24958.35 | 2.4964 | 1.9327 | 65.58% | 6382.63 | 418.219 | 2232.0903 | 2.9472 | 94771.8 | 9956.16
VCHP_base | Base VCHP |  | Base VCHP | PGE | PGE | CZ11 | 1992-2010 | CARE | Mixed-fuel | Mixed-fuel | -995.54 | 175.583 | 15591.6635 | 25382.2501 | -11995.6501 | 157.0616 | 22.9588 | N/A | 5878.0984 | 11717.8089 | 0.23158 | 0.46165 | 2820.7703 | 8499.6461 | 0.11113 | 0.33487 | N/A | N/A | N/A | N/A | 99.271 | 679.1153 | N/A | 13386.6 | 0.5274 | 0.79883 | 29.99% | 5300.7 | 382.28 | 1827.0385 | 2.6633 | 83033.55 | 6296.24
VCHP_Fujitsu48 | Fujitsu 48 VCHP |  | Fujitsu 48 VCHP | PGE | PGE | CZ11 | 1992-2010 | CARE | Mixed-fuel | Mixed-fuel | 385.9 | 175.583 | 19694.4848 | 32118.5162 | -8125.8662 | 477.9453 | 340.2746 | N/A | 13193.7326 | 19418.2915 | 0.41078 | 0.60458 | 10055.0616 | 16114.5066 | 0.31306 | 0.50172 | N/A | N/A | N/A | N/A | 41.2066 | 57.8782 | N/A | 23992.65 | 0.747 | 0.98571 | 37.01% | 5300.7 | 382.28 | 1827.0385 | 2.6633 | 83033.55 | 4914.8
HPWH_PV | HPWH + 3kW PV |  | 240V Fed. Min. HPWH + 3kW PV | PGE | PGE | CZ11 | 1992-2010 | CARE | Mixed-fuel | Mixed-fuel | 3321.45 | 155.603 | 13940.1604 | 18127.9956 | 5848.0044 | 760.6081 | N/A | 608.026 | 19380.0385 | 25309.0576 | 1.0691 | 1.3961 | N/A | N/A | N/A | N/A | 15901.4118 | 21647.4333 | 0.87717 | 1.1941 | 18.3277 | N/A | 22.9269 | 23976 | 1.3226 | 0.88296 | 30.5% | 6382.63 | 409.301 | 2214.9179 | 2.895 | 93689.55 | 3061.18
HPSH_PV | HPSH + 3kW PV |  | HPSH + 3kW PV | PGE | PGE | CZ11 | 1992-2010 | CARE | Mixed-fuel | Mixed-fuel | 2760.29 | 199.673 | 10856.0217 | 14068.3968 | 7232.5032 | 685.5681 | N/A | 527.9247 | 18277.7841 | 25613.7729 | 1.2992 | 1.8207 | N/A | N/A | N/A | N/A | 14683.7675 | 21830.6884 | 1.0437 | 1.5518 | 15.8351 | N/A | 20.5636 | 21300.9 | 1.5141 | 0.94756 | 33.26% | 5826.62 | 406.37 | 2031.2183 | 2.8491 | 88300.5 | 3066.33
HPSH_RCV_300CFM | New HPSH |  | Heat Pump Space Heater | PGE | PGE | CZ12 | 1992-2010 | CARE | Mixed-fuel | Mixed-fuel | -1875.91 | 203.926 | 1172.0255 | 2178.8719 | 6989.7281 | -31.4496 | -134.0556 | N/A | 1958.9956 | 8504.0738 | 0.89909 | 3.903 | -380.2559 | 6041.7629 | 0 | 2.7729 | N/A | N/A | N/A | N/A | -37.2667 | -8.7428 | N/A | 9168.6 | 4.208 | 0.8673 | 30.33% | 4572.59 | 417.563 | 1679.7952 | 2.86 | 81879.15 | 6448.5
DFHP_RCV_300CFM_35F | DFHP, Existing Furnace 35F |  | Dual Fuel Heat Pump (existing furnace) | PGE | PGE | CZ12 | 1992-2010 | CARE | Mixed-fuel | Mixed-fuel | -1411.92 | 179.152 | 1960.2499 | 948.7304 | 7093.2196 | 45.0336 | -83.9079 | N/A | 3402.4955 | 9300.8381 | 3.5864 | 9.8035 | 462.8351 | 6206.5331 | 0.48785 | 6.5419 | N/A | N/A | N/A | N/A | 43.5286 | -23.3619 | N/A | 8041.95 | 8.4765 | 0.80908 | 27.99% | 4572.59 | 422.792 | 1690.1085 | 2.8906 | 80746.95 | 5984.51
AtticInsulation_R38 | Attic Insulation: R-38 |  | Attic Insulation: R-38 | PGE | PGE | CZ12 | 1992-2010 | CARE | Mixed-fuel | Mixed-fuel | 71.18 | 4.402 | 1781.4608 | 1781.4608 | -765.8108 | 30.5362 | N/A | N/A | 759.2922 | 951.179 | 0.42622 | 0.53393 | N/A | N/A | N/A | N/A | N/A | N/A | N/A | N/A | 58.3394 | N/A | N/A | 1015.65 | 0.57012 | 0.02961 | 1.005% | 4806.99 | 429.619 | 1776.6786 | 2.9461 | 86480.1 | 4735.81
AtticInsulation_R49 | Attic Insulation: R-49 |  | Attic Insulation: R-49 | PGE | PGE | CZ12 | 1992-2010 | CARE | Mixed-fuel | Mixed-fuel | 130.58 | 8.054 | 1827.4739 | 1827.4739 | 37.3261 | 55.5874 | N/A | N/A | 1382.754 | 1733.4243 | 0.75665 | 0.94854 | N/A | N/A | N/A | N/A | N/A | N/A | N/A | N/A | 32.8757 | N/A | N/A | 1864.8 | 1.0204 | 0.05451 | 1.85% | 4806.99 | 429.619 | 1776.6786 | 2.9461 | 86480.1 | 4676.41
Windows_0.28UFactor0.23SHGC | New Windows: 0.28 U-factor, 0.23 SHGC |  | Window Upgrade: 0.28 vs 0.30 U-factor | PGE | PGE | CZ12 | 1992-2010 | CARE | Mixed-fuel | Mixed-fuel | 256.01 | 23.297 | 11462.7824 | 11462.7824 | -7033.8824 | 122.8503 | N/A | N/A | 3137.0015 | 4111.4029 | 0.27367 | 0.35867 | N/A | N/A | N/A | N/A | N/A | N/A | N/A | N/A | 93.3069 | N/A | N/A | 4428.9 | 0.38637 | 0.15006 | 5.094% | 4806.99 | 429.619 | 1776.6786 | 2.9461 | 86480.1 | 4550.98
Roof_RB | Roofing: Radiant Barrier |  | Radiant Barrier (at roof replacement) | PGE | PGE | CZ12 | 1992-2010 | CARE | Mixed-fuel | Mixed-fuel | 126.86 | 5.9 | 892.9455 | 892.9455 | 605.5545 | 50.5035 | N/A | N/A | 1236.0825 | 1504.9683 | 1.3843 | 1.6854 | N/A | N/A | N/A | N/A | N/A | N/A | N/A | N/A | 17.6808 | N/A | N/A | 1498.5 | 1.6782 | 0.04129 | 1.402% | 4806.99 | 429.619 | 1776.6786 | 2.9461 | 86480.1 | 4680.13
Roof_0.20Ref | Roofing: Steep Sloped, 0.20 Ref. |  | 0.20 Solar Reflectance Cool Roof (at roof replacement) | PGE | PGE | CZ12 | 1992-2010 | CARE | Mixed-fuel | Mixed-fuel | 121.12 | -5.634 | 892.9455 | 1203.407 | -1136.807 | 26.2864 | N/A | N/A | 519.4953 | 354.7391 | 0.43169 | 0.29478 | N/A | N/A | N/A | N/A | N/A | N/A | N/A | N/A | 33.9699 | N/A | N/A | 66.6 | 0.055343 | -0.02721 | -0.9236% | 4806.99 | 429.619 | 1776.6786 | 2.9461 | 86480.1 | 4685.87
Roof_0.25Ref | Roofing: Steep Sloped, 0.25 Ref. vs. 0.20 Ref |  | Roofing Upgrade: 0.25 vs. 0.20 Solar Reflectance (at roof replacement) | PGE | PGE | CZ12 | 1992-2010 | CARE | Mixed-fuel | Mixed-fuel | 182.45 | -8.551 | 1785.8911 | 2406.8139 | -2323.5639 | 39.1994 | N/A | N/A | 772.6273 | 521.8477 | 0.32102 | 0.21682 | N/A | N/A | N/A | N/A | N/A | N/A | N/A | N/A | 45.5591 | N/A | N/A | 83.25 | 0.034589 | -0.04159 | -1.412% | 4806.99 | 429.619 | 1776.6786 | 2.9461 | 86480.1 | 4624.54
Ducts_R6 | New Ducts: R-6 |  | New Ducts: R-6 | PGE | PGE | CZ12 | 1992-2010 | CARE | Mixed-fuel | Mixed-fuel | 303.77 | 14.581 | 4808.3746 | 4808.3746 | -812.3746 | 120.7661 | N/A | N/A | 2964.119 | 3627.627 | 0.61645 | 0.75444 | N/A | N/A | N/A | N/A | N/A | N/A | N/A | N/A | 39.8156 | N/A | N/A | 3996 | 0.83105 | 0.1092 | 3.707% | 4806.99 | 429.619 | 1776.6786 | 2.9461 | 86480.1 | 4503.22
Ducts_R8 | New Ducts: R-8 |  | New Ducts: R-8 | PGE | PGE | CZ12 | 1992-2010 | CARE | Mixed-fuel | Mixed-fuel | 326.26 | 17.825 | 6311.1144 | 6311.1144 | -1765.6644 | 133.9145 | N/A | N/A | 3310.7926 | 4105.471 | 0.5246 | 0.65051 | N/A | N/A | N/A | N/A | N/A | N/A | N/A | N/A | 47.128 | N/A | N/A | 4545.45 | 0.72023 | 0.1297 | 4.403% | 4806.99 | 429.619 | 1776.6786 | 2.9461 | 86480.1 | 4480.73
DuctSealing_10% | Duct Sealing: 10% |  | Duct Sealing: 10% | PGE | PGE | CZ12 | 1992-2010 | CARE | Mixed-fuel | Mixed-fuel | 52.39 | 6.826 | 1400.2974 | 1400.2974 | -168.1974 | 29.6852 | N/A | N/A | 775.5039 | 1053.9715 | 0.55381 | 0.75268 | N/A | N/A | N/A | N/A | N/A | N/A | N/A | N/A | 47.1715 | N/A | N/A | 1232.1 | 0.87988 | 0.04389 | 1.49% | 4806.99 | 429.619 | 1776.6786 | 2.9461 | 86480.1 | 4754.6
HPWH | HPWH |  | 240V Fed. Min. HPWH | PGE | PGE | CZ12 | 1992-2010 | CARE | Mixed-fuel | Mixed-fuel | -1367.01 | 162.52 | 4332.0102 | 6553.7323 | 3536.1677 | -87.6953 | -132.5424 | N/A | 105.4593 | 5177.8993 | 0.016091 | 0.79007 | -916.9823 | 4101.6708 | 0 | 0.62585 | N/A | N/A | N/A | N/A | -49.3984 | -32.684 | N/A | 10089.9 | 1.5396 | 0.81097 | 28.03% | 4806.99 | 420.607 | 1759.5759 | 2.8933 | 85397.85 | 6174
HPWH_HighEfficiency | High Efficiency HPWH |  | 240V Market Std. NEEA HPWH | PGE | PGE | CZ12 | 1992-2010 | CARE | Mixed-fuel | Mixed-fuel | -1059.44 | 162.686 | 5192.8306 | 7967.0806 | 4303.9694 | -2.5251 | -67.1535 | N/A | 2049.49 | 7229.703 | 0.25724 | 0.90745 | 576.0664 | 5678.7681 | 0.072306 | 0.71278 | N/A | N/A | N/A | N/A | -2056.483 | -77.3278 | N/A | 12271.05 | 1.5402 | 0.84599 | 29.24% | 4806.99 | 420.607 | 1759.5759 | 2.8933 | 85397.85 | 5866.43
HPWH_HighEfficiency_DR | High Efficiency HPWH with Demand Response |  | 240V Market Std. NEEA HPWH + DR | PGE | PGE | CZ12 | 1992-2010 | CARE | Mixed-fuel | Mixed-fuel | -919.1 | 162.699 | 5192.8306 | 7967.0806 | 5536.0694 | 37.1144 | -34.0298 | N/A | 2953.3783 | 8181.5533 | 0.3707 | 1.0269 | 1331.4044 | 6474.2533 | 0.16711 | 0.81263 | N/A | N/A | N/A | N/A | 139.9141 | -152.5965 | N/A | 13503.15 | 1.6949 | 0.87008 | 30.07% | 4806.99 | 420.607 | 1759.5759 | 2.8933 | 85397.85 | 5726.09
HPWH_120V | 120V HPWH |  | 120V Market Std. NEEA HPWH | PGE | PGE | CZ12 | 1992-2010 | CARE | Mixed-fuel | Mixed-fuel | -874.82 | 163.074 | 2892.8863 | 4272.7328 | 9729.9172 | 49.2426 | -25.5842 | N/A | 3235.0234 | 8490.3925 | 0.75713 | 1.9871 | 1529.0933 | 6694.7197 | 0.35787 | 1.5668 | N/A | N/A | N/A | N/A | 58.7476 | -113.0733 | N/A | 14002.65 | 3.2772 | 0.88063 | 30.44% | 4806.99 | 420.607 | 1759.5759 | 2.8933 | 85397.85 | 5681.81
HPWH_TankOutside | HPWH in Exterior Closet |  | 240V Fed. Min. HPWH, Exterior Closet | PGE | PGE | CZ12 | 1992-2010 | CARE | Mixed-fuel | Mixed-fuel | -1387.37 | 161.476 | 4751.0613 | 6972.7834 | 2834.0666 | -95.3194 | -138.9764 | N/A | -82.7029 | 4945.3077 | 0 | 0.70923 | -1078.0117 | 3897.6393 | 0 | 0.55898 | N/A | N/A | N/A | N/A | -49.8436 | -34.1861 | N/A | 9806.85 | 1.4064 | 0.80124 | 27.69% | 4806.99 | 420.607 | 1759.5759 | 2.8933 | 85397.85 | 6194.36
HPWH_TankInside_NotDucted | HPWH in interior closet, not ducted |  | 240V Fed. Min. HPWH, Interior Closet, Not Ducted | PGE | PGE | CZ12 | 1992-2010 | CARE | Mixed-fuel | Mixed-fuel | -880.36 | 130.992 | 4412.5691 | 6634.2911 | 3122.6089 | -6.1086 | -75.9162 | N/A | 1536.4132 | 5651.1624 | 0.23159 | 0.85181 | -55.0869 | 3975.9393 | 0 | 0.5993 | N/A | N/A | N/A | N/A | -722.3521 | -58.1242 | N/A | 9756.9 | 1.4707 | 0.68287 | 23.6% | 4806.99 | 420.607 | 1759.5759 | 2.8933 | 85397.85 | 5687.35
HPWH_TankInside_Ducted | HPWH in interior closet, ducted outside |  | 240V Fed. Min. HPWH, Interior Closet, Ducted | PGE | PGE | CZ12 | 1992-2010 | CARE | Mixed-fuel | Mixed-fuel | -1376.08 | 170.804 | 5491.8272 | 7713.5493 | 3358.7007 | -77.8439 | -125.0956 | N/A | 442.7919 | 5804.3726 | 0.057404 | 0.75249 | -634.4708 | 4670.4392 | 0 | 0.60549 | N/A | N/A | N/A | N/A | -70.5492 | -43.901 | N/A | 11072.25 | 1.4354 | 0.8634 | 29.84% | 4806.99 | 420.607 | 1759.5759 | 2.8933 | 85397.85 | 6183.07
HPSH_9.5HSPF2_17SEER2 | New HPSH 9.5 HSPF2, 17 SEER2 |  | High Efficiency HPSH | PGE | PGE | CZ12 | 1992-2010 | CARE | Mixed-fuel | Mixed-fuel | -1470.16 | 203.926 | 4148.5785 | 7065.961 | 5366.039 | 73.1878 | -44.3528 | N/A | 4344.5612 | 11015.1353 | 0.61486 | 1.5589 | 1664.824 | 8194.4269 | 0.23561 | 1.1597 | N/A | N/A | N/A | N/A | 56.684 | -93.5359 | N/A | 12432 | 1.7594 | 0.92849 | 32.47% | 4572.59 | 417.563 | 1679.7952 | 2.86 | 81879.15 | 6042.75
MSHP | Ducted MSHP 9.5 HSPF2, 16.5 SEER2 |  | High Eff MSHP | PGE | PGE | CZ12 | 1992-2010 | CARE | Mixed-fuel | Mixed-fuel | -1479.35 | 203.926 | 1421.1983 | 3229.8412 | 9135.5588 | 70.6373 | -47.3614 | N/A | 4286.4128 | 10953.9278 | 1.3271 | 3.3915 | 1596.2318 | 8122.2264 | 0.49421 | 2.5147 | N/A | N/A | N/A | N/A | 20.1197 | -30.0075 | N/A | 12365.4 | 3.8285 | 0.92782 | 32.44% | 4572.59 | 417.563 | 1679.7952 | 2.86 | 81879.15 | 6051.94
PV_3kW | 3kW PV |  | 3kW PV | PGE | PGE | CZ12 | 1992-2010 | CARE | Mixed-fuel | Mixed-fuel | 4713.4449 | 0 | 9608.1502 | 11574.2633 | -1917.2633 | 587.7033 | N/A | 430.5715 | 13398.6917 | 14103.5473 | 1.1576 | 1.2185 | N/A | N/A | N/A | N/A | 9816.3388 | 10332.74 | 0.84812 | 0.89273 | 16.3486 | N/A | 22.3149 | 9657 | 0.83435 | 0.10739 | 3.645% | 4806.99 | 429.619 | 1776.6786 | 2.9461 | 86480.1 | 93.5451
AE | All Electric |  | All Electric | PGE | PGE | CZ12 | 1992-2010 | CARE | All Electric | Mixed-fuel | -4057.31 | 429.619 | 6454.0357 | 9682.6042 | 13627.3958 | -237.3253 | -263.6244 | N/A | -355.1163 | 11796.5341 | 0 | 1.2183 | -954.6938 | 11165.4151 | 0 | 1.1531 | N/A | N/A | N/A | N/A | -27.1949 | -24.4819 | N/A | 23310 | 2.4074 | 1.9835 | 67.33% | 4806.99 | 429.619 | 1776.6786 | 2.9461 | 86480.1 | 8864.3
VCHP_base | Base VCHP |  | Base VCHP | PGE | PGE | CZ12 | 1992-2010 | CARE | Mixed-fuel | Mixed-fuel | -1237.12 | 180.057 | 13336.3685 | 21679.367 | -9175.217 | 75.6215 | -43.3964 | N/A | 4056.8557 | 9886.1223 | 0.18713 | 0.45602 | 1343.4385 | 7029.9624 | 0.061969 | 0.32427 | N/A | N/A | N/A | N/A | 176.3569 | -307.315 | N/A | 12504.15 | 0.57678 | 0.82167 | 30.62% | 4231.48 | 393.694 | 1536.9305 | 2.6835 | 77772.15 | 5468.6
VCHP_Fujitsu48 | Fujitsu 48 VCHP |  | Fujitsu 48 VCHP | PGE | PGE | CZ12 | 1992-2010 | CARE | Mixed-fuel | Mixed-fuel | -123.78 | 180.057 | 17266.2712 | 28131.7248 | -6753.1248 | 321.923 | 200.2447 | N/A | 9672.1354 | 15796.8011 | 0.34382 | 0.56153 | 6898.0649 | 12876.7971 | 0.24521 | 0.45773 | N/A | N/A | N/A | N/A | 53.6348 | 86.2259 | N/A | 21378.6 | 0.75995 | 0.99232 | 36.98% | 4231.48 | 393.694 | 1536.9305 | 2.6835 | 77772.15 | 4355.26
HPWH_PV | HPWH + 3kW PV |  | 240V Fed. Min. HPWH + 3kW PV | PGE | PGE | CZ12 | 1992-2010 | CARE | Mixed-fuel | Mixed-fuel | 3346.44 | 162.52 | 13940.1604 | 18127.9956 | 3566.9544 | 617.8248 | N/A | 489.7393 | 16190.1855 | 22108.7833 | 0.8931 | 1.2196 | N/A | N/A | N/A | N/A | 13270.0411 | 19035.0209 | 0.73202 | 1.05 | 22.5633 | N/A | 28.4645 | 21694.95 | 1.1968 | 0.91836 | 31.74% | 4806.99 | 420.607 | 1759.5759 | 2.8933 | 85397.85 | 1460.55
HPSH_PV | HPSH + 3kW PV |  | HPSH + 3kW PV | PGE | PGE | CZ12 | 1992-2010 | CARE | Mixed-fuel | Mixed-fuel | 2837.53 | 203.926 | 10780.1756 | 13753.1352 | 5288.9148 | 545.8563 | N/A | 430.8452 | 15120.6445 | 22358.1083 | 1.0994 | 1.6257 | N/A | N/A | N/A | N/A | 12498.5766 | 19598.1032 | 0.90878 | 1.425 | 19.7491 | N/A | 25.021 | 19042.05 | 1.3846 | 0.97469 | 34.08% | 4572.59 | 417.563 | 1679.7952 | 2.86 | 81879.15 | 1735.06
HPSH_RCV_300CFM | New HPSH |  | Heat Pump Space Heater | PGE | SMUD | CZ12 | 1992-2010 | CARE | Mixed-fuel | Mixed-fuel | -1875.91 | 203.926 | 1172.0255 | 2178.8719 | 6989.7281 | 364.8295 | 364.8295 | N/A | 10993.5227 | 18013.8739 | 5.0455 | 8.2675 | 10993.5227 | 18013.8739 | 5.0455 | 8.2675 | N/A | N/A | N/A | N/A | 3.2125 | 3.2125 | N/A | 9168.6 | 4.208 | 0.8673 | 30.33% | 4572.59 | 417.563 | 665.4645 | 2.86 | 81879.15 | 6448.5
DFHP_RCV_300CFM_35F | DFHP, Existing Furnace 35F |  | Dual Fuel Heat Pump (existing furnace) | PGE | SMUD | CZ12 | 1992-2010 | CARE | Mixed-fuel | Mixed-fuel | -1411.92 | 179.152 | 1960.2499 | 948.7304 | 7093.2196 | 323.9025 | 323.9025 | N/A | 9760.2579 | 15993.0589 | 10.2877 | 16.8573 | 9760.2579 | 15993.0589 | 10.2877 | 16.8573 | N/A | N/A | N/A | N/A | 6.052 | 6.052 | N/A | 8041.95 | 8.4765 | 0.80908 | 27.99% | 4572.59 | 422.792 | 675.7778 | 2.8906 | 80746.95 | 5984.51
AtticInsulation_R38 | Attic Insulation: R-38 |  | Attic Insulation: R-38 | PGE | SMUD | CZ12 | 1992-2010 | CARE | Mixed-fuel | Mixed-fuel | 71.18 | 4.402 | 1781.4608 | 1781.4608 | -765.8108 | 8.605 | N/A | N/A | 259.2963 | 424.8802 | 0.14555 | 0.2385 | N/A | N/A | N/A | N/A | N/A | N/A | N/A | N/A | 207.027 | N/A | N/A | 1015.65 | 0.57012 | 0.02961 | 1.005% | 4806.99 | 429.619 | 689.2394 | 2.9461 | 86480.1 | 4735.81
AtticInsulation_R49 | Attic Insulation: R-49 |  | Attic Insulation: R-49 | PGE | SMUD | CZ12 | 1992-2010 | CARE | Mixed-fuel | Mixed-fuel | 130.58 | 8.054 | 1827.4739 | 1827.4739 | 37.3261 | 15.7399 | N/A | N/A | 474.2945 | 777.1741 | 0.25954 | 0.42527 | N/A | N/A | N/A | N/A | N/A | N/A | N/A | N/A | 116.1048 | N/A | N/A | 1864.8 | 1.0204 | 0.05451 | 1.85% | 4806.99 | 429.619 | 689.2394 | 2.9461 | 86480.1 | 4676.41
Windows_0.28UFactor0.23SHGC | New Windows: 0.28 U-factor, 0.23 SHGC |  | Window Upgrade: 0.28 vs 0.30 U-factor | PGE | SMUD | CZ12 | 1992-2010 | CARE | Mixed-fuel | Mixed-fuel | 256.01 | 23.297 | 11462.7824 | 11462.7824 | -7033.8824 | 45.8372 | N/A | N/A | 1381.2256 | 2263.2621 | 0.1205 | 0.19744 | N/A | N/A | N/A | N/A | N/A | N/A | N/A | N/A | 250.0762 | N/A | N/A | 4428.9 | 0.38637 | 0.15006 | 5.094% | 4806.99 | 429.619 | 689.2394 | 2.9461 | 86480.1 | 4550.98
Roof_RB | Roofing: Radiant Barrier |  | Radiant Barrier (at roof replacement) | PGE | SMUD | CZ12 | 1992-2010 | CARE | Mixed-fuel | Mixed-fuel | 126.86 | 5.9 | 892.9455 | 892.9455 | 605.5545 | 11.5452 | N/A | N/A | 347.8938 | 570.0553 | 0.3896 | 0.6384 | N/A | N/A | N/A | N/A | N/A | N/A | N/A | N/A | 77.3438 | N/A | N/A | 1498.5 | 1.6782 | 0.04129 | 1.402% | 4806.99 | 429.619 | 689.2394 | 2.9461 | 86480.1 | 4680.13
Roof_0.20Ref | Roofing: Steep Sloped, 0.20 Ref. |  | 0.20 Solar Reflectance Cool Roof (at roof replacement) | PGE | SMUD | CZ12 | 1992-2010 | CARE | Mixed-fuel | Mixed-fuel | 121.12 | -5.634 | 892.9455 | 1203.407 | -1136.807 | -10.8783 | N/A | N/A | -327.7992 | -537.1284 | 0 | 0 | N/A | N/A | N/A | N/A | N/A | N/A | N/A | N/A | -82.0851 | N/A | N/A | 66.6 | 0.055343 | -0.02721 | -0.9236% | 4806.99 | 429.619 | 689.2394 | 2.9461 | 86480.1 | 4685.87
Roof_0.25Ref | Roofing: Steep Sloped, 0.25 Ref. vs. 0.20 Ref |  | Roofing Upgrade: 0.25 vs. 0.20 Solar Reflectance (at roof replacement) | PGE | SMUD | CZ12 | 1992-2010 | CARE | Mixed-fuel | Mixed-fuel | 182.45 | -8.551 | 1785.8911 | 2406.8139 | -2323.5639 | -16.5042 | N/A | N/A | -497.3257 | -814.9128 | 0 | 0 | N/A | N/A | N/A | N/A | N/A | N/A | N/A | N/A | -108.2084 | N/A | N/A | 83.25 | 0.034589 | -0.04159 | -1.412% | 4806.99 | 429.619 | 689.2394 | 2.9461 | 86480.1 | 4624.54
Ducts_R6 | New Ducts: R-6 |  | New Ducts: R-6 | PGE | SMUD | CZ12 | 1992-2010 | CARE | Mixed-fuel | Mixed-fuel | 303.77 | 14.581 | 4808.3746 | 4808.3746 | -812.3746 | 28.7455 | N/A | N/A | 866.1963 | 1419.3404 | 0.18014 | 0.29518 | N/A | N/A | N/A | N/A | N/A | N/A | N/A | N/A | 167.2742 | N/A | N/A | 3996 | 0.83105 | 0.1092 | 3.707% | 4806.99 | 429.619 | 689.2394 | 2.9461 | 86480.1 | 4503.22
Ducts_R8 | New Ducts: R-8 |  | New Ducts: R-8 | PGE | SMUD | CZ12 | 1992-2010 | CARE | Mixed-fuel | Mixed-fuel | 326.26 | 17.825 | 6311.1144 | 6311.1144 | -1765.6644 | 35.1412 | N/A | N/A | 1058.9205 | 1735.1363 | 0.16779 | 0.27493 | N/A | N/A | N/A | N/A | N/A | N/A | N/A | N/A | 179.5931 | N/A | N/A | 4545.45 | 0.72023 | 0.1297 | 4.403% | 4806.99 | 429.619 | 689.2394 | 2.9461 | 86480.1 | 4480.73
DuctSealing_10% | Duct Sealing: 10% |  | Duct Sealing: 10% | PGE | SMUD | CZ12 | 1992-2010 | CARE | Mixed-fuel | Mixed-fuel | 52.39 | 6.826 | 1400.2974 | 1400.2974 | -168.1974 | 13.46 | N/A | N/A | 405.5938 | 664.6018 | 0.28965 | 0.47461 | N/A | N/A | N/A | N/A | N/A | N/A | N/A | N/A | 104.0342 | N/A | N/A | 1232.1 | 0.87988 | 0.04389 | 1.49% | 4806.99 | 429.619 | 689.2394 | 2.9461 | 86480.1 | 4754.6
HPWH | HPWH |  | 240V Fed. Min. HPWH | PGE | SMUD | CZ12 | 1992-2010 | CARE | Mixed-fuel | Mixed-fuel | -1367.01 | 162.52 | 4332.0102 | 6553.7323 | 3536.1677 | 286.952 | 286.952 | N/A | 8646.8174 | 14168.5865 | 1.3194 | 2.1619 | 8646.8174 | 14168.5865 | 1.3194 | 2.1619 | N/A | N/A | N/A | N/A | 15.0966 | 15.0966 | N/A | 10089.9 | 1.5396 | 0.81097 | 28.03% | 4806.99 | 420.607 | 672.1366 | 2.8933 | 85397.85 | 6174
HPWH_HighEfficiency | High Efficiency HPWH |  | 240V Market Std. NEEA HPWH | PGE | SMUD | CZ12 | 1992-2010 | CARE | Mixed-fuel | Mixed-fuel | -1059.44 | 162.686 | 5192.8306 | 7967.0806 | 4303.9694 | 287.2638 | 287.2638 | N/A | 8656.2115 | 14183.9796 | 1.0865 | 1.7803 | 8656.2115 | 14183.9796 | 1.0865 | 1.7803 | N/A | N/A | N/A | N/A | 18.0769 | 18.0769 | N/A | 12271.05 | 1.5402 | 0.84599 | 29.24% | 4806.99 | 420.607 | 672.1366 | 2.8933 | 85397.85 | 5866.43
HPWH_HighEfficiency_DR | High Efficiency HPWH with Demand Response |  | 240V Market Std. NEEA HPWH + DR | PGE | SMUD | CZ12 | 1992-2010 | CARE | Mixed-fuel | Mixed-fuel | -919.1 | 162.699 | 5192.8306 | 7967.0806 | 5536.0694 | 287.2871 | 287.2871 | N/A | 8656.9142 | 14185.1311 | 1.0866 | 1.7805 | 8656.9142 | 14185.1311 | 1.0866 | 1.7805 | N/A | N/A | N/A | N/A | 18.0754 | 18.0754 | N/A | 13503.15 | 1.6949 | 0.87008 | 30.07% | 4806.99 | 420.607 | 672.1366 | 2.8933 | 85397.85 | 5726.09
HPWH_120V | 120V HPWH |  | 120V Market Std. NEEA HPWH | PGE | SMUD | CZ12 | 1992-2010 | CARE | Mixed-fuel | Mixed-fuel | -874.82 | 163.074 | 2892.8863 | 4272.7328 | 9729.9172 | 287.9881 | 287.9881 | N/A | 8678.0373 | 14219.7432 | 2.031 | 3.328 | 8678.0373 | 14219.7432 | 2.031 | 3.328 | N/A | N/A | N/A | N/A | 10.0452 | 10.0452 | N/A | 14002.65 | 3.2772 | 0.88063 | 30.44% | 4806.99 | 420.607 | 672.1366 | 2.8933 | 85397.85 | 5681.81
HPWH_TankOutside | HPWH in Exterior Closet |  | 240V Fed. Min. HPWH, Exterior Closet | PGE | SMUD | CZ12 | 1992-2010 | CARE | Mixed-fuel | Mixed-fuel | -1387.37 | 161.476 | 4751.0613 | 6972.7834 | 2834.0666 | 284.9965 | 284.9965 | N/A | 8587.8892 | 14072.0275 | 1.2316 | 2.0181 | 8587.8892 | 14072.0275 | 1.2316 | 2.0181 | N/A | N/A | N/A | N/A | 16.6706 | 16.6706 | N/A | 9806.85 | 1.4064 | 0.80124 | 27.69% | 4806.99 | 420.607 | 672.1366 | 2.8933 | 85397.85 | 6194.36
HPWH_TankInside_NotDucted | HPWH in interior closet, not ducted |  | 240V Fed. Min. HPWH, Interior Closet, Not Ducted | PGE | SMUD | CZ12 | 1992-2010 | CARE | Mixed-fuel | Mixed-fuel | -880.36 | 130.992 | 4412.5691 | 6634.2911 | 3122.6089 | 228.4522 | 228.4522 | N/A | 6884.0236 | 11280.0908 | 1.0376 | 1.7003 | 6884.0236 | 11280.0908 | 1.0376 | 1.7003 | N/A | N/A | N/A | N/A | 19.3151 | 19.3151 | N/A | 9756.9 | 1.4707 | 0.68287 | 23.6% | 4806.99 | 420.607 | 672.1366 | 2.8933 | 85397.85 | 5687.35
HPWH_TankInside_Ducted | HPWH in interior closet, ducted outside |  | 240V Fed. Min. HPWH, Interior Closet, Ducted | PGE | SMUD | CZ12 | 1992-2010 | CARE | Mixed-fuel | Mixed-fuel | -1376.08 | 170.804 | 5491.8272 | 7713.5493 | 3358.7007 | 302.3219 | 302.3219 | N/A | 9109.9617 | 14927.4901 | 1.181 | 1.9352 | 9109.9617 | 14927.4901 | 1.181 | 1.9352 | N/A | N/A | N/A | N/A | 18.1655 | 18.1655 | N/A | 11072.25 | 1.4354 | 0.8634 | 29.84% | 4806.99 | 420.607 | 672.1366 | 2.8933 | 85397.85 | 6183.07
HPSH_9.5HSPF2_17SEER2 | New HPSH 9.5 HSPF2, 17 SEER2 |  | High Efficiency HPSH | PGE | SMUD | CZ12 | 1992-2010 | CARE | Mixed-fuel | Mixed-fuel | -1470.16 | 203.926 | 4148.5785 | 7065.961 | 5366.039 | 364.8295 | 364.8295 | N/A | 10993.5227 | 18013.8739 | 1.5558 | 2.5494 | 10993.5227 | 18013.8739 | 1.5558 | 2.5494 | N/A | N/A | N/A | N/A | 11.3713 | 11.3713 | N/A | 12432 | 1.7594 | 0.92849 | 32.47% | 4572.59 | 417.563 | 665.4645 | 2.86 | 81879.15 | 6042.75
MSHP | Ducted MSHP 9.5 HSPF2, 16.5 SEER2 |  | High Eff MSHP | PGE | SMUD | CZ12 | 1992-2010 | CARE | Mixed-fuel | Mixed-fuel | -1479.35 | 203.926 | 1421.1983 | 3229.8412 | 9135.5588 | 364.8295 | 364.8295 | N/A | 10993.5227 | 18013.8739 | 3.4037 | 5.5773 | 10993.5227 | 18013.8739 | 3.4037 | 5.5773 | N/A | N/A | N/A | N/A | 3.8955 | 3.8955 | N/A | 12365.4 | 3.8285 | 0.92782 | 32.44% | 4572.59 | 417.563 | 665.4645 | 2.86 | 81879.15 | 6051.94
PV_3kW | 3kW PV |  | 3kW PV | PGE | SMUD | CZ12 | 1992-2010 | CARE | Mixed-fuel | Mixed-fuel | 4713.4449 | 0 | 9608.1502 | 11574.2633 | -1917.2633 | 0 | N/A | 0 | 0 | 0 | 0 | 0 | N/A | N/A | N/A | N/A | 0 | 0 | 0 | 0 | #DIV/0! | N/A | #DIV/0! | 9657 | 0.83435 | 0.10739 | 3.645% | 4806.99 | 429.619 | 689.2394 | 2.9461 | 86480.1 | 93.5451
AE | All Electric |  | All Electric | PGE | SMUD | CZ12 | 1992-2010 | CARE | All Electric | Mixed-fuel | -4057.31 | 429.619 | 6454.0357 | 9682.6042 | 13627.3958 | 689.2394 | 689.2394 | N/A | 20769.0696 | 34031.9852 | 2.145 | 3.5148 | 20769.0696 | 34031.9852 | 2.145 | 3.5148 | N/A | N/A | N/A | N/A | 9.364 | 9.364 | N/A | 23310 | 2.4074 | 1.9835 | 67.33% | 4806.99 | 429.619 | 689.2394 | 2.9461 | 86480.1 | 8864.3
VCHP_base | Base VCHP |  | Base VCHP | PGE | SMUD | CZ12 | 1992-2010 | CARE | Mixed-fuel | Mixed-fuel | -1237.12 | 180.057 | 13336.3685 | 21679.367 | -9175.217 | 318.0411 | 318.0411 | N/A | 9583.6328 | 15703.6427 | 0.44206 | 0.72436 | 9583.6328 | 15703.6427 | 0.44206 | 0.72436 | N/A | N/A | N/A | N/A | 41.9329 | 41.9329 | N/A | 12504.15 | 0.57678 | 0.82167 | 30.62% | 4231.48 | 393.694 | 618.6761 | 2.6835 | 77772.15 | 5468.6
VCHP_Fujitsu48 | Fujitsu 48 VCHP |  | Fujitsu 48 VCHP | PGE | SMUD | CZ12 | 1992-2010 | CARE | Mixed-fuel | Mixed-fuel | -123.78 | 180.057 | 17266.2712 | 28131.7248 | -6753.1248 | 318.0411 | 318.0411 | N/A | 9583.6328 | 15703.6427 | 0.34067 | 0.55822 | 9583.6328 | 15703.6427 | 0.34067 | 0.55822 | N/A | N/A | N/A | N/A | 54.2894 | 54.2894 | N/A | 21378.6 | 0.75995 | 0.99232 | 36.98% | 4231.48 | 393.694 | 618.6761 | 2.6835 | 77772.15 | 4355.26
HPWH_PV | HPWH + 3kW PV |  | 240V Fed. Min. HPWH + 3kW PV | PGE | SMUD | CZ12 | 1992-2010 | CARE | Mixed-fuel | Mixed-fuel | 3346.44 | 162.52 | 13940.1604 | 18127.9956 | 3566.9544 | 286.952 | N/A | 286.952 | 8646.8174 | 14168.5865 | 0.47699 | 0.78159 | N/A | N/A | N/A | N/A | 8646.8174 | 14168.5865 | 0.47699 | 0.78159 | 48.5801 | N/A | 48.5801 | 21694.95 | 1.1968 | 0.91836 | 31.74% | 4806.99 | 420.607 | 672.1366 | 2.8933 | 85397.85 | 1460.55
HPSH_PV | HPSH + 3kW PV |  | HPSH + 3kW PV | PGE | SMUD | CZ12 | 1992-2010 | CARE | Mixed-fuel | Mixed-fuel | 2837.53 | 203.926 | 10780.1756 | 13753.1352 | 5288.9148 | 364.8295 | N/A | 364.8295 | 10993.5227 | 18013.8739 | 0.79935 | 1.3098 | N/A | N/A | N/A | N/A | 10993.5227 | 18013.8739 | 0.79935 | 1.3098 | 29.5485 | N/A | 29.5485 | 19042.05 | 1.3846 | 0.97469 | 34.08% | 4572.59 | 417.563 | 665.4645 | 2.86 | 81879.15 | 1735.06
HPSH_RCV_300CFM | New HPSH |  | Heat Pump Space Heater | PGE | PGE | CZ13 | 1992-2010 | CARE | Mixed-fuel | Mixed-fuel | -1281.24 | 140.232 | 1247.8715 | 2494.1335 | 3683.0165 | 17.2917 | -97.694 | N/A | 2228.3909 | 6761.074 | 0.89345 | 2.7108 | -393.0988 | 4001.6774 | 0 | 1.6044 | N/A | N/A | N/A | N/A | 72.1657 | -12.7733 | N/A | 6177.15 | 2.4767 | 0.58819 | 23.51% | 6299.46 | 343.895 | 2059.7308 | 2.5019 | 84315.6 | 7580.7
DFHP_RCV_300CFM_35F | DFHP, Existing Furnace 35F |  | Dual Fuel Heat Pump (existing furnace) | PGE | PGE | CZ13 | 1992-2010 | CARE | Mixed-fuel | Mixed-fuel | -960.96 | 122.794 | 1933.2565 | 1161.1526 | 4244.5474 | 56.3088 | -63.543 | N/A | 2907.1029 | 6967.9915 | 2.5036 | 6.0009 | 174.6756 | 4091.8214 | 0.15043 | 3.5239 | N/A | N/A | N/A | N/A | 34.3331 | -30.4244 | N/A | 5405.7 | 4.6555 | 0.54529 | 21.61% | 6299.46 | 347.491 | 2066.8418 | 2.5229 | 83538.6 | 7260.42
AtticInsulation_R38 | Attic Insulation: R-38 |  | Attic Insulation: R-38 | PGE | PGE | CZ13 | 1992-2010 | CARE | Mixed-fuel | Mixed-fuel | 108.61 | 3.089 | 1781.4608 | 1781.4608 | -732.5108 | 39.5384 | N/A | N/A | 946.1868 | 1103.7486 | 0.53113 | 0.61958 | N/A | N/A | N/A | N/A | N/A | N/A | N/A | N/A | 45.0564 | N/A | N/A | 1048.95 | 0.58881 | 0.02252 | 0.8713% | 6986.71 | 352.093 | 2292.4894 | 2.5848 | 90875.7 | 6878.1
AtticInsulation_R49 | Attic Insulation: R-49 |  | Attic Insulation: R-49 | PGE | PGE | CZ13 | 1992-2010 | CARE | Mixed-fuel | Mixed-fuel | 192.39 | 5.601 | 1827.4739 | 1827.4739 | 53.9761 | 70.5376 | N/A | N/A | 1689.3292 | 1973.638 | 0.92441 | 1.08 | N/A | N/A | N/A | N/A | N/A | N/A | N/A | N/A | 25.9078 | N/A | N/A | 1881.45 | 1.0295 | 0.04122 | 1.595% | 6986.71 | 352.093 | 2292.4894 | 2.5848 | 90875.7 | 6794.32
Windows_0.28UFactor0.23SHGC | New Windows: 0.28 U-factor, 0.23 SHGC |  | Window Upgrade: 0.28 vs 0.30 U-factor | PGE | PGE | CZ13 | 1992-2010 | CARE | Mixed-fuel | Mixed-fuel | 443.15 | 18.813 | 11462.7824 | 11462.7824 | -6600.9824 | 173.4171 | N/A | N/A | 4225.8442 | 5103.455 | 0.36866 | 0.44522 | N/A | N/A | N/A | N/A | N/A | N/A | N/A | N/A | 66.0995 | N/A | N/A | 4861.8 | 0.42414 | 0.12598 | 4.874% | 6986.71 | 352.093 | 2292.4894 | 2.5848 | 90875.7 | 6543.56
Roof_RB | Roofing: Radiant Barrier |  | Radiant Barrier (at roof replacement) | PGE | PGE | CZ13 | 1992-2010 | CARE | Mixed-fuel | Mixed-fuel | 226.88 | 4.133 | 892.9455 | 892.9455 | 855.3045 | 78.8111 | N/A | N/A | 1856.521 | 2098.0323 | 2.0791 | 2.3496 | N/A | N/A | N/A | N/A | N/A | N/A | N/A | N/A | 11.3302 | N/A | N/A | 1748.25 | 1.9578 | 0.03141 | 1.215% | 6986.71 | 352.093 | 2292.4894 | 2.5848 | 90875.7 | 6759.83
Roof_0.20Ref | Roofing: Steep Sloped, 0.20 Ref. |  | 0.20 Solar Reflectance Cool Roof (at roof replacement) | PGE | PGE | CZ13 | 1992-2010 | CARE | Mixed-fuel | Mixed-fuel | 187.14 | -4.335 | 892.9455 | 1203.407 | -637.307 | 49.4752 | N/A | N/A | 1067.1972 | 977.0739 | 0.88681 | 0.81192 | N/A | N/A | N/A | N/A | N/A | N/A | N/A | N/A | 18.0483 | N/A | N/A | 566.1 | 0.47041 | -0.01796 | -0.6948% | 6986.71 | 352.093 | 2292.4894 | 2.5848 | 90875.7 | 6799.57
Roof_0.25Ref | Roofing: Steep Sloped, 0.25 Ref. vs. 0.20 Ref |  | Roofing Upgrade: 0.25 vs. 0.20 Solar Reflectance (at roof replacement) | PGE | PGE | CZ13 | 1992-2010 | CARE | Mixed-fuel | Mixed-fuel | 285.55 | -6.611 | 1785.8911 | 2406.8139 | -1524.3639 | 75.6622 | N/A | N/A | 1632.3333 | 1495.1831 | 0.67821 | 0.62123 | N/A | N/A | N/A | N/A | N/A | N/A | N/A | N/A | 23.6035 | N/A | N/A | 882.45 | 0.36665 | -0.02756 | -1.066% | 6986.71 | 352.093 | 2292.4894 | 2.5848 | 90875.7 | 6701.16
Ducts_R6 | New Ducts: R-6 |  | New Ducts: R-6 | PGE | PGE | CZ13 | 1992-2010 | CARE | Mixed-fuel | Mixed-fuel | 737.03 | 9.944 | 4808.3746 | 4808.3746 | 1352.1254 | 250.0338 | N/A | N/A | 5844.6246 | 6499.3578 | 1.2155 | 1.3517 | N/A | N/A | N/A | N/A | N/A | N/A | N/A | N/A | 19.2309 | N/A | N/A | 6160.5 | 1.2812 | 0.09864 | 3.816% | 6986.71 | 352.093 | 2292.4894 | 2.5848 | 90875.7 | 6249.68
Ducts_R8 | New Ducts: R-8 |  | New Ducts: R-8 | PGE | PGE | CZ13 | 1992-2010 | CARE | Mixed-fuel | Mixed-fuel | 785.5 | 12.202 | 6311.1144 | 6311.1144 | 415.4856 | 269.6279 | N/A | N/A | 6324.073 | 7082.834 | 1.0021 | 1.1223 | N/A | N/A | N/A | N/A | N/A | N/A | N/A | N/A | 23.4068 | N/A | N/A | 6726.6 | 1.0658 | 0.11409 | 4.414% | 6986.71 | 352.093 | 2292.4894 | 2.5848 | 90875.7 | 6201.21
DuctSealing_10% | Duct Sealing: 10% |  | Duct Sealing: 10% | PGE | PGE | CZ13 | 1992-2010 | CARE | Mixed-fuel | Mixed-fuel | 137.85 | 4.601 | 1400.2974 | 1400.2974 | 64.9026 | 52.227 | N/A | N/A | 1257.4552 | 1484.326 | 0.89799 | 1.06 | N/A | N/A | N/A | N/A | N/A | N/A | N/A | N/A | 26.8117 | N/A | N/A | 1465.2 | 1.0463 | 0.03393 | 1.313% | 6986.71 | 352.093 | 2292.4894 | 2.5848 | 90875.7 | 6848.86
HPWH | HPWH |  | 240V Fed. Min. HPWH | PGE | PGE | CZ13 | 1992-2010 | CARE | Mixed-fuel | Mixed-fuel | -1174.14 | 152.462 | 4332.0102 | 6553.7323 | 3785.9177 | -56.508 | -57.2613 | N/A | 664.981 | 5402.1464 | 0.10147 | 0.82429 | 647.8077 | 5384.0697 | 0.098846 | 0.82153 | N/A | N/A | N/A | N/A | -76.6619 | -75.6534 | N/A | 10339.65 | 1.5777 | 0.76957 | 30.38% | 6986.71 | 343.214 | 2275.934 | 2.5328 | 89810.1 | 8160.85
HPWH_HighEfficiency | High Efficiency HPWH |  | 240V Market Std. NEEA HPWH | PGE | PGE | CZ13 | 1992-2010 | CARE | Mixed-fuel | Mixed-fuel | -920.99 | 152.58 | 5192.8306 | 7967.0806 | 4104.1694 | 13.5787 | -3.5246 | N/A | 2264.3151 | 7089.1517 | 0.28421 | 0.88981 | 1874.386 | 6678.7099 | 0.23527 | 0.83829 | N/A | N/A | N/A | N/A | 382.4234 | -1473.3048 | N/A | 12071.25 | 1.5151 | 0.80032 | 31.6% | 6986.71 | 343.214 | 2275.934 | 2.5328 | 89810.1 | 7907.7
HPWH_HighEfficiency_DR | High Efficiency HPWH with Demand Response |  | 240V Market Std. NEEA HPWH + DR | PGE | PGE | CZ13 | 1992-2010 | CARE | Mixed-fuel | Mixed-fuel | -674.26 | 152.603 | 5192.8306 | 7967.0806 | 5869.0694 | 82.002 | 48.917 | N/A | 3824.5335 | 8732.1194 | 0.48004 | 1.096 | 3070.2504 | 7938.1563 | 0.38537 | 0.99637 | N/A | N/A | N/A | N/A | 63.3257 | 106.1559 | N/A | 13836.15 | 1.7367 | 0.83093 | 32.81% | 6986.71 | 343.214 | 2275.934 | 2.5328 | 89810.1 | 7660.97
HPWH_120V | 120V HPWH |  | 120V Market Std. NEEA HPWH | PGE | PGE | CZ13 | 1992-2010 | CARE | Mixed-fuel | Mixed-fuel | -767.66 | 152.921 | 2892.8863 | 4272.7328 | 9080.5672 | 56.9106 | 30.311 | N/A | 3256.446 | 8143.6681 | 0.76215 | 1.906 | 2650.0187 | 7505.3388 | 0.62022 | 1.7566 | N/A | N/A | N/A | N/A | 50.8321 | 95.44 | N/A | 13353.3 | 3.1252 | 0.82801 | 32.69% | 6986.71 | 343.214 | 2275.934 | 2.5328 | 89810.1 | 7754.37
HPWH_TankOutside | HPWH in Exterior Closet |  | 240V Fed. Min. HPWH, Exterior Closet | PGE | PGE | CZ13 | 1992-2010 | CARE | Mixed-fuel | Mixed-fuel | -1197.35 | 151.635 | 4751.0613 | 6972.7834 | 3000.5666 | -64.3382 | -63.6267 | N/A | 476.1705 | 5178.6236 | 0.06829 | 0.74269 | 492.392 | 5195.6985 | 0.070616 | 0.74514 | N/A | N/A | N/A | N/A | -73.8451 | -74.6708 | N/A | 9973.35 | 1.4303 | 0.76105 | 30.05% | 6986.71 | 343.214 | 2275.934 | 2.5328 | 89810.1 | 8184.06
HPWH_TankInside_NotDucted | HPWH in interior closet, not ducted |  | 240V Fed. Min. HPWH, Interior Closet, Not Ducted | PGE | PGE | CZ13 | 1992-2010 | CARE | Mixed-fuel | Mixed-fuel | -712.67 | 128.838 | 4412.5691 | 6634.2911 | 3988.4089 | 29.5703 | 0.92597 | N/A | 2304.8484 | 6351.7263 | 0.34741 | 0.95741 | 1651.8047 | 5664.3284 | 0.24898 | 0.8538 | N/A | N/A | N/A | N/A | 149.2232 | 4765.3489 | N/A | 10622.7 | 1.6012 | 0.6813 | 26.9% | 6986.71 | 343.214 | 2275.934 | 2.5328 | 89810.1 | 7699.38
HPWH_TankInside_Ducted | HPWH in interior closet, ducted outside |  | 240V Fed. Min. HPWH, Interior Closet, Ducted | PGE | PGE | CZ13 | 1992-2010 | CARE | Mixed-fuel | Mixed-fuel | -1210.66 | 158.705 | 5491.8272 | 7713.5493 | 3175.5507 | -58.3515 | -58.494 | N/A | 700.5239 | 5626.299 | 0.090817 | 0.7294 | 697.2754 | 5622.8796 | 0.090396 | 0.72896 | N/A | N/A | N/A | N/A | -94.1163 | -93.8871 | N/A | 10889.1 | 1.4117 | 0.80939 | 31.96% | 6986.71 | 343.214 | 2275.934 | 2.5328 | 89810.1 | 8197.37
HPSH_9.5HSPF2_17SEER2 | New HPSH 9.5 HSPF2, 17 SEER2 |  | High Efficiency HPSH | PGE | PGE | CZ13 | 1992-2010 | CARE | Mixed-fuel | Mixed-fuel | -829.58 | 140.232 | 4247.3528 | 7418.8676 | 2154.8824 | 134.5463 | 10.7411 | N/A | 4901.6055 | 9574.9165 | 0.66069 | 1.2906 | 2079.0462 | 6603.8728 | 0.28024 | 0.89015 | N/A | N/A | N/A | N/A | 31.568 | 395.4307 | N/A | 9573.75 | 1.2905 | 0.6403 | 25.59% | 6299.46 | 343.895 | 2059.7308 | 2.5019 | 84315.6 | 7129.04
MSHP | Ducted MSHP 9.5 HSPF2, 16.5 SEER2 |  | High Eff MSHP | PGE | PGE | CZ13 | 1992-2010 | CARE | Mixed-fuel | Mixed-fuel | -869.84 | 140.232 | 1411.0322 | 3403.8828 | 5953.4172 | 122.3379 | -0.42736 | N/A | 4623.2756 | 9281.9447 | 1.3582 | 2.7269 | 1824.4237 | 6335.8556 | 0.53598 | 1.8614 | N/A | N/A | N/A | N/A | 11.5339 | -3301.7458 | N/A | 9357.3 | 2.749 | 0.63884 | 25.53% | 6299.46 | 343.895 | 2059.7308 | 2.5019 | 84315.6 | 7169.3
PV_3kW | 3kW PV |  | 3kW PV | PGE | PGE | CZ13 | 1992-2010 | CARE | Mixed-fuel | Mixed-fuel | 4710.53 | 0 | 9608.1502 | 11574.2633 | 2078.7367 | 797.319 | N/A | 614.6812 | 18177.5923 | 19133.8481 | 1.5705 | 1.6531 | N/A | N/A | N/A | N/A | 14013.7438 | 14750.9549 | 1.2108 | 1.2745 | 12.0506 | N/A | 15.6311 | 13653 | 1.1796 | 0.11028 | 4.267% | 6986.71 | 352.093 | 2292.4894 | 2.5848 | 90875.7 | 2276.18
AE | All Electric |  | All Electric | PGE | PGE | CZ13 | 1992-2010 | CARE | All Electric | Mixed-fuel | -2812.66 | 352.093 | 6529.8817 | 9997.8658 | 12429.6842 | -24.3393 | -64.7122 | N/A | 3482.336 | 13384.5039 | 0.34831 | 1.3387 | 2561.8992 | 12415.6463 | 0.25624 | 1.2418 | N/A | N/A | N/A | N/A | -268.2856 | -100.9066 | N/A | 22427.55 | 2.2432 | 1.6605 | 64.24% | 6986.71 | 352.093 | 2292.4894 | 2.5848 | 90875.7 | 9799.37
VCHP_base | Base VCHP |  | Base VCHP | PGE | PGE | CZ13 | 1992-2010 | CARE | Mixed-fuel | Mixed-fuel | -477.12 | 123.599 | 15591.6635 | 25382.2501 | -14643.0001 | 190.6768 | 56.1354 | N/A | 5940.065 | 10087.2934 | 0.23402 | 0.39742 | 2872.7383 | 6858.606 | 0.11318 | 0.27021 | N/A | N/A | N/A | N/A | 81.7701 | 277.7509 | N/A | 10739.25 | 0.4231 | 0.56906 | 24.07% | 5737.57 | 327.262 | 1856.6522 | 2.364 | 79353.9 | 6214.69
VCHP_Fujitsu48 | Fujitsu 48 VCHP |  | Fujitsu 48 VCHP | PGE | PGE | CZ13 | 1992-2010 | CARE | Mixed-fuel | Mixed-fuel | 725.39 | 123.599 | 19694.4848 | 32118.5162 | -12121.8662 | 484.3116 | 341.5424 | N/A | 12634.4679 | 17133.8641 | 0.39337 | 0.53346 | 9379.5586 | 13707.726 | 0.29203 | 0.42679 | N/A | N/A | N/A | N/A | 40.6649 | 57.6634 | N/A | 19996.65 | 0.62259 | 0.71344 | 30.18% | 5737.57 | 327.262 | 1856.6522 | 2.364 | 79353.9 | 5012.18
HPWH_PV | HPWH + 3kW PV |  | 240V Fed. Min. HPWH + 3kW PV | PGE | PGE | CZ13 | 1992-2010 | CARE | Mixed-fuel | Mixed-fuel | 3536.39 | 152.462 | 13940.1604 | 18127.9956 | 7413.1044 | 833.686 | N/A | 681.9614 | 20959.9741 | 26764.7839 | 1.1562 | 1.4764 | N/A | N/A | N/A | N/A | 17500.8988 | 23123.7395 | 0.96541 | 1.2756 | 16.7211 | N/A | 20.4413 | 25541.1 | 1.4089 | 0.87984 | 34.74% | 6986.71 | 343.214 | 2275.934 | 2.5328 | 89810.1 | 3450.32
HPSH_PV | HPSH + 3kW PV |  | HPSH + 3kW PV | PGE | PGE | CZ13 | 1992-2010 | CARE | Mixed-fuel | Mixed-fuel | 3429.28 | 140.232 | 10856.0217 | 14068.3968 | 5478.7032 | 755.9024 | N/A | 582.1604 | 19067.5279 | 24486.0555 | 1.3553 | 1.7405 | N/A | N/A | N/A | N/A | 15106.4906 | 20316.6427 | 1.0738 | 1.4441 | 14.3617 | N/A | 18.6478 | 19547.1 | 1.3894 | 0.69847 | 27.92% | 6299.46 | 343.895 | 2059.7308 | 2.5019 | 84315.6 | 2870.18
HPSH_RCV_300CFM | New HPSH |  | Heat Pump Space Heater | SCG | SCE | CZ14 | 1992-2010 | CARE | Mixed-fuel | Mixed-fuel | -2101.55 | 199.671 | 1172.0255 | 2178.8719 | 4425.6281 | -183.9913 | -182.4156 | N/A | -1812.4689 | 3365.2865 | 0 | 1.5445 | -1776.9722 | 3403.1017 | 0 | 1.5619 | N/A | N/A | N/A | N/A | -6.37 | -6.425 | N/A | 6604.5 | 3.0312 | 0.78024 | 27.55% | 5563.13 | 407.585 | 1756.7531 | 2.8316 | 85958.4 | 7664.68
DFHP_RCV_300CFM_35F | DFHP, Existing Furnace 35F |  | Dual Fuel Heat Pump (existing furnace) | SCG | SCE | CZ14 | 1992-2010 | CARE | Mixed-fuel | Mixed-fuel | -1156.19 | 114.856 | 1960.2499 | 948.7304 | 3430.2196 | -58.2919 | -142.1934 | N/A | 99.2914 | 3313.1766 | 0.10466 | 3.4922 | -1790.7027 | 1299.732 | 0 | 1.37 | N/A | N/A | N/A | N/A | -33.6281 | -13.7858 | N/A | 4378.95 | 4.6156 | 0.47326 | 16.54% | 5563.13 | 412.705 | 1765.7537 | 2.8616 | 84837.3 | 6719.32
AtticInsulation_R38 | Attic Insulation: R-38 |  | Attic Insulation: R-38 | SCG | SCE | CZ14 | 1992-2010 | CARE | Mixed-fuel | Mixed-fuel | 86.97 | 4.907 | 1781.4608 | 1781.4608 | -682.5608 | 33.8592 | N/A | N/A | 828.2199 | 1031.0532 | 0.46491 | 0.57877 | N/A | N/A | N/A | N/A | N/A | N/A | N/A | N/A | 52.6139 | N/A | N/A | 1098.9 | 0.61685 | 0.0319 | 1.09% | 6059.62 | 419.91 | 1925.4926 | 2.9267 | 91924.65 | 5972.65
AtticInsulation_R49 | Attic Insulation: R-49 |  | Attic Insulation: R-49 | SCG | SCE | CZ14 | 1992-2010 | CARE | Mixed-fuel | Mixed-fuel | 152.2 | 9.008 | 1827.4739 | 1827.4739 | 187.1761 | 60.5755 | N/A | N/A | 1484.7248 | 1854.6181 | 0.81245 | 1.0149 | N/A | N/A | N/A | N/A | N/A | N/A | N/A | N/A | 30.1685 | N/A | N/A | 2014.65 | 1.1024 | 0.05891 | 2.013% | 6059.62 | 419.91 | 1925.4926 | 2.9267 | 91924.65 | 5907.42
Windows_0.28UFactor0.23SHGC | New Windows: 0.28 U-factor, 0.23 SHGC |  | Window Upgrade: 0.28 vs 0.30 U-factor | SCG | SCE | CZ14 | 1992-2010 | CARE | Mixed-fuel | Mixed-fuel | 367.74 | 21.856 | 11462.7824 | 11462.7824 | -6684.2324 | 143.713 | N/A | N/A | 3529.9675 | 4425.0853 | 0.30795 | 0.38604 | N/A | N/A | N/A | N/A | N/A | N/A | N/A | N/A | 79.7616 | N/A | N/A | 4778.55 | 0.41688 | 0.1412 | 4.825% | 6059.62 | 419.91 | 1925.4926 | 2.9267 | 91924.65 | 5691.88
Roof_RB | Roofing: Radiant Barrier |  | Radiant Barrier (at roof replacement) | SCG | SCE | CZ14 | 1992-2010 | CARE | Mixed-fuel | Mixed-fuel | 170.84 | 5.621 | 892.9455 | 892.9455 | 722.1045 | 58.8949 | N/A | N/A | 1401.8118 | 1663.9718 | 1.5699 | 1.8635 | N/A | N/A | N/A | N/A | N/A | N/A | N/A | N/A | 15.1617 | N/A | N/A | 1615.05 | 1.8087 | 0.03828 | 1.308% | 6059.62 | 419.91 | 1925.4926 | 2.9267 | 91924.65 | 5888.78
Roof_0.20Ref | Roofing: Steep Sloped, 0.20 Ref. |  | 0.20 Solar Reflectance Cool Roof (at roof replacement) | SCG | SCE | CZ14 | 1992-2010 | CARE | Mixed-fuel | Mixed-fuel | 150.4 | -6.335 | 892.9455 | 1203.407 | -1153.457 | 32.2483 | N/A | N/A | 643.6646 | 497.74 | 0.53487 | 0.41361 | N/A | N/A | N/A | N/A | N/A | N/A | N/A | N/A | 27.6897 | N/A | N/A | 49.95 | 0.041507 | -0.03212 | -1.097% | 6059.62 | 419.91 | 1925.4926 | 2.9267 | 91924.65 | 5909.22
Roof_0.25Ref | Roofing: Steep Sloped, 0.25 Ref. vs. 0.20 Ref |  | Roofing Upgrade: 0.25 vs. 0.20 Solar Reflectance (at roof replacement) | SCG | SCE | CZ14 | 1992-2010 | CARE | Mixed-fuel | Mixed-fuel | 222.33 | -9.633 | 1785.8911 | 2406.8139 | -2373.5139 | 47.2426 | N/A | N/A | 938.35 | 713.8427 | 0.38987 | 0.29659 | N/A | N/A | N/A | N/A | N/A | N/A | N/A | N/A | 37.8026 | N/A | N/A | 33.3 | 0.013836 | -0.04892 | -1.672% | 6059.62 | 419.91 | 1925.4926 | 2.9267 | 91924.65 | 5837.29
Ducts_R6 | New Ducts: R-6 |  | New Ducts: R-6 | SCG | SCE | CZ14 | 1992-2010 | CARE | Mixed-fuel | Mixed-fuel | 566.71 | 15.086 | 4808.3746 | 4808.3746 | 619.5254 | 191.052 | N/A | N/A | 4505.6566 | 5258.5635 | 0.93704 | 1.0936 | N/A | N/A | N/A | N/A | N/A | N/A | N/A | N/A | 25.1679 | N/A | N/A | 5427.9 | 1.1288 | 0.1197 | 4.09% | 6059.62 | 419.91 | 1925.4926 | 2.9267 | 91924.65 | 5492.91
Ducts_R8 | New Ducts: R-8 |  | New Ducts: R-8 | SCG | SCE | CZ14 | 1992-2010 | CARE | Mixed-fuel | Mixed-fuel | 610.06 | 18.231 | 6311.1144 | 6311.1144 | -233.8644 | 209.1325 | N/A | N/A | 4955.0183 | 5832.8211 | 0.78513 | 0.92421 | N/A | N/A | N/A | N/A | N/A | N/A | N/A | N/A | 30.1776 | N/A | N/A | 6077.25 | 0.96294 | 0.13969 | 4.773% | 6059.62 | 419.91 | 1925.4926 | 2.9267 | 91924.65 | 5449.56
DuctSealing_10% | Duct Sealing: 10% |  | Duct Sealing: 10% | SCG | SCE | CZ14 | 1992-2010 | CARE | Mixed-fuel | Mixed-fuel | 112.32 | 7.206 | 1400.2974 | 1400.2974 | 148.1526 | 45.4783 | N/A | N/A | 1120.9272 | 1413.2077 | 0.80049 | 1.0092 | N/A | N/A | N/A | N/A | N/A | N/A | N/A | N/A | 30.7904 | N/A | N/A | 1548.45 | 1.1058 | 0.04714 | 1.611% | 6059.62 | 419.91 | 1925.4926 | 2.9267 | 91924.65 | 5947.3
HPWH | HPWH |  | 240V Fed. Min. HPWH | SCG | SCE | CZ14 | 1992-2010 | CARE | Mixed-fuel | Mixed-fuel | -1369.22 | 156.794 | 4332.0102 | 6553.7323 | 2820.2177 | -133.412 | -165.24 | N/A | -1240.7059 | 2685.4246 | 0 | 0.40976 | -1957.6751 | 1921.6245 | 0 | 0.29321 | N/A | N/A | N/A | N/A | -32.4709 | -26.2165 | N/A | 9373.95 | 1.4303 | 0.76588 | 26.64% | 6059.62 | 410.976 | 1911.1781 | 2.8744 | 90859.05 | 7428.84
HPWH_HighEfficiency | High Efficiency HPWH |  | 240V Market Std. NEEA HPWH | SCG | SCE | CZ14 | 1992-2010 | CARE | Mixed-fuel | Mixed-fuel | -1067.2 | 156.933 | 5192.8306 | 7967.0806 | 3554.7194 | -47.4273 | -97.1215 | N/A | 697.9277 | 4754.5736 | 0.087601 | 0.59678 | -421.5013 | 3562.0258 | 0 | 0.44709 | N/A | N/A | N/A | N/A | -109.4903 | -53.4674 | N/A | 11521.8 | 1.4462 | 0.79991 | 27.83% | 6059.62 | 410.976 | 1911.1781 | 2.8744 | 90859.05 | 7126.82
HPWH_HighEfficiency_DR | High Efficiency HPWH with Demand Response |  | 240V Market Std. NEEA HPWH + DR | SCG | SCE | CZ14 | 1992-2010 | CARE | Mixed-fuel | Mixed-fuel | -870.04 | 156.978 | 5192.8306 | 7967.0806 | 5036.5694 | 14.6264 | -39.9475 | N/A | 2096.3236 | 6245.5607 | 0.26312 | 0.78392 | 866.9725 | 4935.9109 | 0.10882 | 0.61954 | N/A | N/A | N/A | N/A | 355.0305 | -129.9915 | N/A | 13003.65 | 1.6322 | 0.83003 | 28.88% | 6059.62 | 410.976 | 1911.1781 | 2.8744 | 90859.05 | 6929.66
HPWH_120V | 120V HPWH |  | 120V Market Std. NEEA HPWH | SCG | SCE | CZ14 | 1992-2010 | CARE | Mixed-fuel | Mixed-fuel | -813.66 | 157.262 | 2892.8863 | 4272.7328 | 9463.5172 | 31.1744 | -31.0211 | N/A | 2472.4546 | 6653.9015 | 0.57866 | 1.5573 | 1071.4161 | 5161.35 | 0.25076 | 1.208 | N/A | N/A | N/A | N/A | 92.7968 | -93.2555 | N/A | 13736.25 | 3.2149 | 0.85428 | 29.72% | 6059.62 | 410.976 | 1911.1781 | 2.8744 | 90859.05 | 6873.28
HPWH_TankOutside | HPWH in Exterior Closet |  | 240V Fed. Min. HPWH, Exterior Closet | SCG | SCE | CZ14 | 1992-2010 | CARE | Mixed-fuel | Mixed-fuel | -1396.47 | 155.83 | 4751.0613 | 6972.7834 | 2084.8166 | -143.5534 | -174.4766 | N/A | -1480.9847 | 2402.5883 | 0 | 0.34457 | -2177.5709 | 1660.5026 | 0 | 0.23814 | N/A | N/A | N/A | N/A | -33.0961 | -27.2304 | N/A | 9057.6 | 1.299 | 0.75585 | 26.3% | 6059.62 | 410.976 | 1911.1781 | 2.8744 | 90859.05 | 7456.09
HPWH_TankInside_NotDucted | HPWH in interior closet, not ducted |  | 240V Fed. Min. HPWH, Interior Closet, Not Ducted | SCG | SCE | CZ14 | 1992-2010 | CARE | Mixed-fuel | Mixed-fuel | -811.3 | 128.037 | 4412.5691 | 6634.2911 | 3239.1589 | -23.2415 | -92.1255 | N/A | 886.5095 | 4146.4985 | 0.13363 | 0.62501 | -665.1972 | 2493.4375 | 0 | 0.37584 | N/A | N/A | N/A | N/A | -189.8573 | -47.8973 | N/A | 9873.45 | 1.4882 | 0.66737 | 23.22% | 6059.62 | 410.976 | 1911.1781 | 2.8744 | 90859.05 | 6870.92
HPWH_TankInside_Ducted | HPWH in interior closet, ducted outside |  | 240V Fed. Min. HPWH, Interior Closet, Ducted | SCG | SCE | CZ14 | 1992-2010 | CARE | Mixed-fuel | Mixed-fuel | -1384.18 | 164.596 | 5491.8272 | 7713.5493 | 2676.0507 | -126.9275 | -161.4075 | N/A | -999.9198 | 3157.0259 | 0 | 0.40928 | -1776.6289 | 2329.5838 | 0 | 0.30201 | N/A | N/A | N/A | N/A | -43.2674 | -34.0246 | N/A | 10389.6 | 1.3469 | 0.81727 | 28.43% | 6059.62 | 410.976 | 1911.1781 | 2.8744 | 90859.05 | 7443.8
HPSH_9.5HSPF2_17SEER2 | New HPSH 9.5 HSPF2, 17 SEER2 |  | High Efficiency HPSH | SCG | SCE | CZ14 | 1992-2010 | CARE | Mixed-fuel | Mixed-fuel | -1581.08 | 199.671 | 4148.5785 | 7065.961 | 3551.189 | -43.5396 | -75.8779 | N/A | 1351.397 | 6735.8095 | 0.19125 | 0.95328 | 622.9339 | 5959.7647 | 0.08816 | 0.84345 | N/A | N/A | N/A | N/A | -95.2828 | -54.6744 | N/A | 10617.15 | 1.5026 | 0.85556 | 30.21% | 5563.13 | 407.585 | 1756.7531 | 2.8316 | 85958.4 | 7144.21
MSHP | Ducted MSHP 9.5 HSPF2, 16.5 SEER2 |  | High Eff MSHP | SCG | SCE | CZ14 | 1992-2010 | CARE | Mixed-fuel | Mixed-fuel | -1596 | 199.671 | 1421.1983 | 3229.8412 | 7304.0588 | -47.9318 | -79.9081 | N/A | 1252.4567 | 6630.4067 | 0.38778 | 2.0529 | 532.1483 | 5863.0492 | 0.16476 | 1.8153 | N/A | N/A | N/A | N/A | -29.6504 | -17.7854 | N/A | 10533.9 | 3.2614 | 0.85505 | 30.2% | 5563.13 | 407.585 | 1756.7531 | 2.8316 | 85958.4 | 7159.13
PV_3kW | 3kW PV |  | 3kW PV | SCG | SCE | CZ14 | 1992-2010 | CARE | Mixed-fuel | Mixed-fuel | 5448.314 | 0 | 9608.1502 | 11574.2633 | 2994.4867 | 796.6692 | N/A | 622.204 | 17946.0554 | 19118.2547 | 1.5505 | 1.6518 | N/A | N/A | N/A | N/A | 14015.99 | 14931.4855 | 1.211 | 1.2901 | 12.0604 | N/A | 15.4421 | 14568.75 | 1.2587 | 0.16118 | 5.507% | 6059.62 | 419.91 | 1925.4926 | 2.9267 | 91924.65 | 611.306
AE | All Electric |  | All Electric | SCG | SCE | CZ14 | 1992-2010 | CARE | All Electric | Mixed-fuel | -4017.38 | 419.91 | 6454.0357 | 9682.6042 | 11779.2458 | -372.5431 | -286.8963 | N/A | -3820.881 | 6310.1537 | 0 | 0.6517 | -1891.571 | 8365.4823 | 0 | 0.86397 | N/A | N/A | N/A | N/A | -17.3243 | -22.4961 | N/A | 21461.85 | 2.2165 | 1.8606 | 63.58% | 6059.62 | 419.91 | 1925.4926 | 2.9267 | 91924.65 | 10077
VCHP_base | Base VCHP |  | Base VCHP | SCG | SCE | CZ14 | 1992-2010 | CARE | Mixed-fuel | Mixed-fuel | -1168.84 | 175.956 | 13336.3685 | 21679.367 | -9774.617 | 33.0904 | -46.5249 | N/A | 2760.0103 | 7515.2343 | 0.12731 | 0.34665 | 966.5675 | 5604.6475 | 0.044585 | 0.25852 | N/A | N/A | N/A | N/A | 403.0279 | -286.6503 | N/A | 11904.75 | 0.54913 | 0.76586 | 28.89% | 5067.24 | 383.87 | 1583.0875 | 2.6505 | 81018.9 | 6236.08
VCHP_Fujitsu48 | Fujitsu 48 VCHP |  | Fujitsu 48 VCHP | SCG | SCE | CZ14 | 1992-2010 | CARE | Mixed-fuel | Mixed-fuel | 280.4 | 175.956 | 17266.2712 | 28131.7248 | -5154.7248 | 374.3086 | 247.7958 | N/A | 10446.4133 | 15703.6973 | 0.37134 | 0.55822 | 7596.5413 | 12667.6775 | 0.27003 | 0.4503 | N/A | N/A | N/A | N/A | 46.1284 | 69.6794 | N/A | 22977 | 0.81676 | 0.97099 | 36.63% | 5067.24 | 383.87 | 1583.0875 | 2.6505 | 81018.9 | 4786.84
HPWH_PV | HPWH + 3kW PV |  | 240V Fed. Min. HPWH + 3kW PV | SCG | SCE | CZ14 | 1992-2010 | CARE | Mixed-fuel | Mixed-fuel | 4079.09 | 156.794 | 13940.1604 | 18127.9956 | 7912.6044 | 768.0141 | N/A | 603.2556 | 19065.1412 | 24317.6077 | 1.0517 | 1.3414 | N/A | N/A | N/A | N/A | 15353.7334 | 20363.7784 | 0.84696 | 1.1233 | 18.1509 | N/A | 23.1082 | 26040.6 | 1.4365 | 0.92706 | 32.25% | 6059.62 | 410.976 | 1911.1781 | 2.8744 | 90859.05 | 1980.53
HPSH_PV | HPSH + 3kW PV |  | HPSH + 3kW PV | SCG | SCE | CZ14 | 1992-2010 | CARE | Mixed-fuel | Mixed-fuel | 3346.77 | 199.671 | 10780.1756 | 13753.1352 | 7436.7648 | 611.8589 | N/A | 545.5707 | 16115.1381 | 22463.8876 | 1.1717 | 1.6334 | N/A | N/A | N/A | N/A | 14621.9079 | 20873.1228 | 1.0632 | 1.5177 | 17.6187 | N/A | 19.7594 | 21189.9 | 1.5407 | 0.94142 | 33.25% | 5563.13 | 407.585 | 1756.7531 | 2.8316 | 85958.4 | 2216.36
HPSH_RCV_300CFM | New HPSH |  | Heat Pump Space Heater | SDGE | SDGE | CZ14 | 1992-2010 | CARE | Mixed-fuel | Mixed-fuel | -2101.55 | 199.671 | 1172.0255 | 2178.8719 | 4425.6281 | -155.2949 | -38.9602 | N/A | -1241.9712 | 7046.5295 | 0 | 3.234 | 1573.843 | 9838.3004 | 0.72232 | 4.5153 | N/A | N/A | N/A | N/A | -7.5471 | -30.0827 | N/A | 6604.5 | 3.0312 | 0.78024 | 27.55% | 5563.13 | 407.585 | 2413.7186 | 2.8316 | 85958.4 | 7664.68
DFHP_RCV_300CFM_35F | DFHP, Existing Furnace 35F |  | Dual Fuel Heat Pump (existing furnace) | SDGE | SDGE | CZ14 | 1992-2010 | CARE | Mixed-fuel | Mixed-fuel | -1156.19 | 114.856 | 1960.2499 | 948.7304 | 3430.2196 | -61.9356 | -11.1004 | N/A | -54.0615 | 4699.1684 | 0 | 4.9531 | 1176.3764 | 5919.0999 | 1.2399 | 6.239 | N/A | N/A | N/A | N/A | -31.6498 | -176.5933 | N/A | 4378.95 | 4.6156 | 0.47326 | 16.54% | 5563.13 | 412.705 | 2424.6548 | 2.8616 | 84837.3 | 6719.32
AtticInsulation_R38 | Attic Insulation: R-38 |  | Attic Insulation: R-38 | SDGE | SDGE | CZ14 | 1992-2010 | CARE | Mixed-fuel | Mixed-fuel | 86.97 | 4.907 | 1781.4608 | 1781.4608 | -682.5608 | 44.6287 | N/A | N/A | 1142.4628 | 1337.453 | 0.64131 | 0.75076 | N/A | N/A | N/A | N/A | N/A | N/A | N/A | N/A | 39.9174 | N/A | N/A | 1098.9 | 0.61685 | 0.0319 | 1.09% | 6059.62 | 419.91 | 2638.6058 | 2.9267 | 91924.65 | 5972.65
AtticInsulation_R49 | Attic Insulation: R-49 |  | Attic Insulation: R-49 | SDGE | SDGE | CZ14 | 1992-2010 | CARE | Mixed-fuel | Mixed-fuel | 152.2 | 9.008 | 1827.4739 | 1827.4739 | 187.1761 | 80.0685 | N/A | N/A | 2052.2524 | 2410.4708 | 1.123 | 1.319 | N/A | N/A | N/A | N/A | N/A | N/A | N/A | N/A | 22.8239 | N/A | N/A | 2014.65 | 1.1024 | 0.05891 | 2.013% | 6059.62 | 419.91 | 2638.6058 | 2.9267 | 91924.65 | 5907.42
Windows_0.28UFactor0.23SHGC | New Windows: 0.28 U-factor, 0.23 SHGC |  | Window Upgrade: 0.28 vs 0.30 U-factor | SDGE | SDGE | CZ14 | 1992-2010 | CARE | Mixed-fuel | Mixed-fuel | 367.74 | 21.856 | 11462.7824 | 11462.7824 | -6684.2324 | 187.0235 | N/A | N/A | 4804.1361 | 5675.2933 | 0.41911 | 0.49511 | N/A | N/A | N/A | N/A | N/A | N/A | N/A | N/A | 61.2906 | N/A | N/A | 4778.55 | 0.41688 | 0.1412 | 4.825% | 6059.62 | 419.91 | 2638.6058 | 2.9267 | 91924.65 | 5691.88
Roof_RB | Roofing: Radiant Barrier |  | Radiant Barrier (at roof replacement) | SDGE | SDGE | CZ14 | 1992-2010 | CARE | Mixed-fuel | Mixed-fuel | 170.84 | 5.621 | 892.9455 | 892.9455 | 722.1045 | 78.3161 | N/A | N/A | 1966.8348 | 2184.3492 | 2.2026 | 2.4462 | N/A | N/A | N/A | N/A | N/A | N/A | N/A | N/A | 11.4018 | N/A | N/A | 1615.05 | 1.8087 | 0.03828 | 1.308% | 6059.62 | 419.91 | 2638.6058 | 2.9267 | 91924.65 | 5888.78
Roof_0.20Ref | Roofing: Steep Sloped, 0.20 Ref. |  | 0.20 Solar Reflectance Cool Roof (at roof replacement) | SDGE | SDGE | CZ14 | 1992-2010 | CARE | Mixed-fuel | Mixed-fuel | 150.4 | -6.335 | 892.9455 | 1203.407 | -1153.457 | 44.4494 | N/A | N/A | 996.2845 | 726.0157 | 0.82789 | 0.6033 | N/A | N/A | N/A | N/A | N/A | N/A | N/A | N/A | 20.089 | N/A | N/A | 49.95 | 0.041507 | -0.03212 | -1.097% | 6059.62 | 419.91 | 2638.6058 | 2.9267 | 91924.65 | 5909.22
Roof_0.25Ref | Roofing: Steep Sloped, 0.25 Ref. vs. 0.20 Ref |  | Roofing Upgrade: 0.25 vs. 0.20 Solar Reflectance (at roof replacement) | SDGE | SDGE | CZ14 | 1992-2010 | CARE | Mixed-fuel | Mixed-fuel | 222.33 | -9.633 | 1785.8911 | 2406.8139 | -2373.5139 | 65.1498 | N/A | N/A | 1455.8897 | 1045.4124 | 0.6049 | 0.43436 | N/A | N/A | N/A | N/A | N/A | N/A | N/A | N/A | 27.4121 | N/A | N/A | 33.3 | 0.013836 | -0.04892 | -1.672% | 6059.62 | 419.91 | 2638.6058 | 2.9267 | 91924.65 | 5837.29
Ducts_R6 | New Ducts: R-6 |  | New Ducts: R-6 | SDGE | SDGE | CZ14 | 1992-2010 | CARE | Mixed-fuel | Mixed-fuel | 566.71 | 15.086 | 4808.3746 | 4808.3746 | 619.5254 | 251.7901 | N/A | N/A | 6285.5831 | 6860.6096 | 1.3072 | 1.4268 | N/A | N/A | N/A | N/A | N/A | N/A | N/A | N/A | 19.0968 | N/A | N/A | 5427.9 | 1.1288 | 0.1197 | 4.09% | 6059.62 | 419.91 | 2638.6058 | 2.9267 | 91924.65 | 5492.91
Ducts_R8 | New Ducts: R-8 |  | New Ducts: R-8 | SDGE | SDGE | CZ14 | 1992-2010 | CARE | Mixed-fuel | Mixed-fuel | 610.06 | 18.231 | 6311.1144 | 6311.1144 | -233.8644 | 275.5453 | N/A | N/A | 6900.3964 | 7601.1822 | 1.0934 | 1.2044 | N/A | N/A | N/A | N/A | N/A | N/A | N/A | N/A | 22.9041 | N/A | N/A | 6077.25 | 0.96294 | 0.13969 | 4.773% | 6059.62 | 419.91 | 2638.6058 | 2.9267 | 91924.65 | 5449.56
DuctSealing_10% | Duct Sealing: 10% |  | Duct Sealing: 10% | SDGE | SDGE | CZ14 | 1992-2010 | CARE | Mixed-fuel | Mixed-fuel | 112.32 | 7.206 | 1400.2974 | 1400.2974 | 148.1526 | 59.3675 | N/A | N/A | 1528.2569 | 1815.5013 | 1.0914 | 1.2965 | N/A | N/A | N/A | N/A | N/A | N/A | N/A | N/A | 23.587 | N/A | N/A | 1548.45 | 1.1058 | 0.04714 | 1.611% | 6059.62 | 419.91 | 2638.6058 | 2.9267 | 91924.65 | 5947.3
HPWH | HPWH |  | 240V Fed. Min. HPWH | SDGE | SDGE | CZ14 | 1992-2010 | CARE | Mixed-fuel | Mixed-fuel | -1369.22 | 156.794 | 4332.0102 | 6553.7323 | 2820.2177 | -111.9575 | -0.42868 | N/A | -851.933 | 5266.0585 | 0 | 0.80352 | 1847.5554 | 7942.4968 | 0.28191 | 1.2119 | N/A | N/A | N/A | N/A | -38.6934 | -10105.5116 | N/A | 9373.95 | 1.4303 | 0.76588 | 26.64% | 6059.62 | 410.976 | 2619.8985 | 2.8744 | 90859.05 | 7428.84
HPWH_HighEfficiency | High Efficiency HPWH |  | 240V Market Std. NEEA HPWH | SDGE | SDGE | CZ14 | 1992-2010 | CARE | Mixed-fuel | Mixed-fuel | -1067.2 | 156.933 | 5192.8306 | 7967.0806 | 3554.7194 | -11.9452 | 77.9501 | N/A | 1570.5232 | 7673.4843 | 0.19713 | 0.96315 | 3746.3854 | 9830.7675 | 0.47023 | 1.2339 | N/A | N/A | N/A | N/A | -434.7199 | 66.6174 | N/A | 11521.8 | 1.4462 | 0.79991 | 27.83% | 6059.62 | 410.976 | 2619.8985 | 2.8744 | 90859.05 | 7126.82
HPWH_HighEfficiency_DR | High Efficiency HPWH with Demand Response |  | 240V Market Std. NEEA HPWH + DR | SDGE | SDGE | CZ14 | 1992-2010 | CARE | Mixed-fuel | Mixed-fuel | -870.04 | 156.978 | 5192.8306 | 7967.0806 | 5036.5694 | 57.586 | 137.1196 | N/A | 3254.0388 | 9344.4459 | 0.40844 | 1.1729 | 5179.1029 | 11253.0725 | 0.65006 | 1.4124 | N/A | N/A | N/A | N/A | 90.1753 | 37.8708 | N/A | 13003.65 | 1.6322 | 0.83003 | 28.88% | 6059.62 | 410.976 | 2619.8985 | 2.8744 | 90859.05 | 6929.66
HPWH_120V | 120V HPWH |  | 120V Market Std. NEEA HPWH | SDGE | SDGE | CZ14 | 1992-2010 | CARE | Mixed-fuel | Mixed-fuel | -813.66 | 157.262 | 2892.8863 | 4272.7328 | 9463.5172 | 75.5498 | 149.6433 | N/A | 3692.315 | 9790.4035 | 0.86416 | 2.2914 | 5485.7046 | 11568.4799 | 1.2839 | 2.7075 | N/A | N/A | N/A | N/A | 38.2911 | 19.3319 | N/A | 13736.25 | 3.2149 | 0.85428 | 29.72% | 6059.62 | 410.976 | 2619.8985 | 2.8744 | 90859.05 | 6873.28
HPWH_TankOutside | HPWH in Exterior Closet |  | 240V Fed. Min. HPWH, Exterior Closet | SDGE | SDGE | CZ14 | 1992-2010 | CARE | Mixed-fuel | Mixed-fuel | -1396.47 | 155.83 | 4751.0613 | 6972.7834 | 2084.8166 | -123.861 | -10.5087 | N/A | -1151.9488 | 4929.4711 | 0 | 0.70696 | 1591.6774 | 7649.6703 | 0.22827 | 1.0971 | N/A | N/A | N/A | N/A | -38.358 | -452.1095 | N/A | 9057.6 | 1.299 | 0.75585 | 26.3% | 6059.62 | 410.976 | 2619.8985 | 2.8744 | 90859.05 | 7456.09
HPWH_TankInside_NotDucted | HPWH in interior closet, not ducted |  | 240V Fed. Min. HPWH, Interior Closet, Not Ducted | SDGE | SDGE | CZ14 | 1992-2010 | CARE | Mixed-fuel | Mixed-fuel | -811.3 | 128.037 | 4412.5691 | 6634.2911 | 3239.1589 | 19.1702 | 86.427 | N/A | 1963.9864 | 6880.6459 | 0.29604 | 1.0371 | 3591.8982 | 8494.6575 | 0.54141 | 1.2804 | N/A | N/A | N/A | N/A | 230.1786 | 51.0554 | N/A | 9873.45 | 1.4882 | 0.66737 | 23.22% | 6059.62 | 410.976 | 2619.8985 | 2.8744 | 90859.05 | 6870.92
HPWH_TankInside_Ducted | HPWH in interior closet, ducted outside |  | 240V Fed. Min. HPWH, Interior Closet, Ducted | SDGE | SDGE | CZ14 | 1992-2010 | CARE | Mixed-fuel | Mixed-fuel | -1384.18 | 164.596 | 5491.8272 | 7713.5493 | 2676.0507 | -104.6114 | 5.9917 | N/A | -578.1781 | 5853.0501 | 0 | 0.7588 | 2098.9056 | 8507.275 | 0.27211 | 1.1029 | N/A | N/A | N/A | N/A | -52.4974 | 916.5724 | N/A | 10389.6 | 1.3469 | 0.81727 | 28.43% | 6059.62 | 410.976 | 2619.8985 | 2.8744 | 90859.05 | 7443.8
HPSH_9.5HSPF2_17SEER2 | New HPSH 9.5 HSPF2, 17 SEER2 |  | High Efficiency HPSH | SDGE | SDGE | CZ14 | 1992-2010 | CARE | Mixed-fuel | Mixed-fuel | -1581.08 | 199.671 | 4148.5785 | 7065.961 | 3551.189 | 22.6611 | 96.9066 | N/A | 3065.3499 | 11317.0717 | 0.43382 | 1.6016 | 4862.4176 | 13098.7948 | 0.68815 | 1.8538 | N/A | N/A | N/A | N/A | 183.0702 | 42.8101 | N/A | 10617.15 | 1.5026 | 0.85556 | 30.21% | 5563.13 | 407.585 | 2413.7186 | 2.8316 | 85958.4 | 7144.21
MSHP | Ducted MSHP 9.5 HSPF2, 16.5 SEER2 |  | High Eff MSHP | SDGE | SDGE | CZ14 | 1992-2010 | CARE | Mixed-fuel | Mixed-fuel | -1596 | 199.671 | 1421.1983 | 3229.8412 | 7304.0588 | 16.6304 | 91.7569 | N/A | 2919.3806 | 11172.3488 | 0.90388 | 3.4591 | 4737.771 | 12975.2126 | 1.4669 | 4.0173 | N/A | N/A | N/A | N/A | 85.4577 | 15.4887 | N/A | 10533.9 | 3.2614 | 0.85505 | 30.2% | 5563.13 | 407.585 | 2413.7186 | 2.8316 | 85958.4 | 7159.13
PV_3kW | 3kW PV |  | 3kW PV | SDGE | SDGE | CZ14 | 1992-2010 | CARE | Mixed-fuel | Mixed-fuel | 5448.314 | 0 | 9608.1502 | 11574.2633 | 2994.4867 | 863.2486 | N/A | 613.7122 | 20894.4218 | 20716.0106 | 1.8052 | 1.7898 | N/A | N/A | N/A | N/A | 14854.5402 | 14727.7018 | 1.2834 | 1.2725 | 11.1302 | N/A | 15.6558 | 14568.75 | 1.2587 | 0.16118 | 5.507% | 6059.62 | 419.91 | 2638.6058 | 2.9267 | 91924.65 | 611.306
AE | All Electric |  | All Electric | SDGE | SDGE | CZ14 | 1992-2010 | CARE | All Electric | Mixed-fuel | -4017.38 | 419.91 | 6454.0357 | 9682.6042 | 11779.2458 | -388.7368 | -110.3675 | N/A | -4677.4808 | 10924.8507 | 0 | 1.1283 | 2060.2844 | 17605.0841 | 0.21278 | 1.8182 | N/A | N/A | N/A | N/A | -16.6026 | -58.4777 | N/A | 21461.85 | 2.2165 | 1.8606 | 63.58% | 6059.62 | 419.91 | 2638.6058 | 2.9267 | 91924.65 | 10077
VCHP_base | Base VCHP |  | Base VCHP | SDGE | SDGE | CZ14 | 1992-2010 | CARE | Mixed-fuel | Mixed-fuel | -1168.84 | 175.956 | 13336.3685 | 21679.367 | -9774.617 | 102.6639 | 129.6446 | N/A | 4701.2228 | 11950.484 | 0.21685 | 0.55124 | 5354.2763 | 12597.9613 | 0.24698 | 0.5811 | N/A | N/A | N/A | N/A | 129.9032 | 102.8687 | N/A | 11904.75 | 0.54913 | 0.76586 | 28.89% | 5067.24 | 383.87 | 2186.1199 | 2.6505 | 81018.9 | 6236.08
VCHP_Fujitsu48 | Fujitsu 48 VCHP |  | Fujitsu 48 VCHP | SDGE | SDGE | CZ14 | 1992-2010 | CARE | Mixed-fuel | Mixed-fuel | 280.4 | 175.956 | 17266.2712 | 28131.7248 | -5154.7248 | 536.6393 | 505.211 | N/A | 15205.341 | 22364.9107 | 0.54051 | 0.79501 | 14444.6376 | 21610.7027 | 0.51346 | 0.7682 | N/A | N/A | N/A | N/A | 32.1748 | 34.1764 | N/A | 22977 | 0.81676 | 0.97099 | 36.63% | 5067.24 | 383.87 | 2186.1199 | 2.6505 | 81018.9 | 4786.84
HPWH_PV | HPWH + 3kW PV |  | 240V Fed. Min. HPWH + 3kW PV | SDGE | SDGE | CZ14 | 1992-2010 | CARE | Mixed-fuel | Mixed-fuel | 4079.09 | 156.794 | 13940.1604 | 18127.9956 | 7912.6044 | 880.1693 | N/A | 676.4543 | 23161.9073 | 29074.8519 | 1.2777 | 1.6039 | N/A | N/A | N/A | N/A | 18231.1075 | 24186.1547 | 1.0057 | 1.3342 | 15.838 | N/A | 20.6077 | 26040.6 | 1.4365 | 0.92706 | 32.25% | 6059.62 | 410.976 | 2619.8985 | 2.8744 | 90859.05 | 1980.53
HPSH_PV | HPSH + 3kW PV |  | HPSH + 3kW PV | SDGE | SDGE | CZ14 | 1992-2010 | CARE | Mixed-fuel | Mixed-fuel | 3346.77 | 199.671 | 10780.1756 | 13753.1352 | 7436.7648 | 684.6629 | N/A | 665.4613 | 19088.7097 | 27203.6129 | 1.388 | 1.978 | N/A | N/A | N/A | N/A | 18623.9473 | 26742.819 | 1.3542 | 1.9445 | 15.7452 | N/A | 16.1996 | 21189.9 | 1.5407 | 0.94142 | 33.25% | 5563.13 | 407.585 | 2413.7186 | 2.8316 | 85958.4 | 2216.36
HPSH_RCV_300CFM | New HPSH |  | Heat Pump Space Heater | SCG | SCE | CZ15 | 1992-2010 | CARE | Mixed-fuel | Mixed-fuel | -126.14 | 12.925 | 1323.7175 | 2809.3951 | -2431.9951 | -93.0795 | -146.8436 | N/A | -1951.6548 | -1749.6533 | 0 | 0 | -3162.7645 | -3039.8702 | 0 | 0 | N/A | N/A | N/A | N/A | -14.2214 | -9.0145 | N/A | 377.4 | 0.13433 | 0.0435 | 2.545% | 9137.39 | 193.041 | 2297.1496 | 1.7093 | 82029 | 9263.53
DFHP_RCV_300CFM_35F | DFHP, Existing Furnace 35F |  | Dual Fuel Heat Pump (existing furnace) | SCG | SCE | CZ15 | 1992-2010 | CARE | Mixed-fuel | Mixed-fuel | -101.68 | 12.067 | 1906.2631 | 1373.5748 | -1046.1248 | -89.363 | -144.1897 | N/A | -1877.7867 | -1693.335 | 0 | 0 | -3112.8344 | -3009.0535 | 0 | 0 | N/A | N/A | N/A | N/A | -21.3317 | -13.2205 | N/A | 327.45 | 0.23839 | 0.04503 | 2.631% | 9137.39 | 193.373 | 2297.6386 | 1.7113 | 81951.3 | 9239.07
AtticInsulation_R38 | Attic Insulation: R-38 |  | Attic Insulation: R-38 | SCG | SCE | CZ15 | 1992-2010 | CARE | Mixed-fuel | Mixed-fuel | 172.3 | 1.017 | 1781.4608 | 1781.4608 | -682.5608 | 51.7709 | N/A | N/A | 1177.3369 | 1279.5075 | 0.66088 | 0.71823 | N/A | N/A | N/A | N/A | N/A | N/A | N/A | N/A | 34.4105 | N/A | N/A | 1098.9 | 0.61685 | 0.01092 | 0.6155% | 10562.1 | 193.814 | 2703.9521 | 1.7742 | 90958.95 | 10389.8
AtticInsulation_R49 | Attic Insulation: R-49 |  | Attic Insulation: R-49 | SCG | SCE | CZ15 | 1992-2010 | CARE | Mixed-fuel | Mixed-fuel | 305.2 | 1.854 | 1827.4739 | 1827.4739 | 153.8761 | 93.2315 | N/A | N/A | 2120.4501 | 2305.0151 | 1.1603 | 1.2613 | N/A | N/A | N/A | N/A | N/A | N/A | N/A | N/A | 19.6015 | N/A | N/A | 1981.35 | 1.0842 | 0.01995 | 1.124% | 10562.1 | 193.814 | 2703.9521 | 1.7742 | 90958.95 | 10256.9
Windows_0.28UFactor0.23SHGC | New Windows: 0.28 U-factor, 0.23 SHGC |  | Window Upgrade: 0.28 vs 0.30 U-factor | SCG | SCE | CZ15 | 1992-2010 | CARE | Mixed-fuel | Mixed-fuel | 772.08 | 4.224 | 11462.7824 | 11462.7824 | -6634.2824 | 224.0353 | N/A | N/A | 5093.1482 | 5531.3025 | 0.44432 | 0.48254 | N/A | N/A | N/A | N/A | N/A | N/A | N/A | N/A | 51.1651 | N/A | N/A | 4828.5 | 0.42123 | 0.04355 | 2.455% | 10562.1 | 193.814 | 2703.9521 | 1.7742 | 90958.95 | 9790.02
Roof_RB | Roofing: Radiant Barrier |  | Radiant Barrier (at roof replacement) | SCG | SCE | CZ15 | 1992-2010 | CARE | Mixed-fuel | Mixed-fuel | 312.7 | 1.016 | 892.9455 | 892.9455 | 838.6545 | 92.8922 | N/A | N/A | 2103.6319 | 2266.2638 | 2.3558 | 2.538 | N/A | N/A | N/A | N/A | N/A | N/A | N/A | N/A | 9.6127 | N/A | N/A | 1731.6 | 1.9392 | 0.01023 | 0.5766% | 10562.1 | 193.814 | 2703.9521 | 1.7742 | 90958.95 | 10249.4
Roof_0.20Ref | Roofing: Steep Sloped, 0.20 Ref. |  | 0.20 Solar Reflectance Cool Roof (at roof replacement) | SCG | SCE | CZ15 | 1992-2010 | CARE | Mixed-fuel | Mixed-fuel | 291.9 | -1.231 | 892.9455 | 1203.407 | 311.743 | 82.2335 | N/A | N/A | 1839.0206 | 1928.7107 | 1.5282 | 1.6027 | N/A | N/A | N/A | N/A | N/A | N/A | N/A | N/A | 10.8587 | N/A | N/A | 1515.15 | 1.2591 | 0.00199 | 0.1122% | 10562.1 | 193.814 | 2703.9521 | 1.7742 | 90958.95 | 10270.2
Roof_0.25Ref | Roofing: Steep Sloped, 0.25 Ref. vs. 0.20 Ref |  | Roofing Upgrade: 0.25 vs. 0.20 Solar Reflectance (at roof replacement) | SCG | SCE | CZ15 | 1992-2010 | CARE | Mixed-fuel | Mixed-fuel | 424.7 | -1.874 | 1785.8911 | 2406.8139 | -209.0139 | 119.5553 | N/A | N/A | 2672.7529 | 2801.0208 | 1.1105 | 1.1638 | N/A | N/A | N/A | N/A | N/A | N/A | N/A | N/A | 14.9378 | N/A | N/A | 2197.8 | 0.91316 | 0.00259 | 0.146% | 10562.1 | 193.814 | 2703.9521 | 1.7742 | 90958.95 | 10137.4
Ducts_R6 | New Ducts: R-6 |  | New Ducts: R-6 | SCG | SCE | CZ15 | 1992-2010 | CARE | Mixed-fuel | Mixed-fuel | 1418.54 | 1.119 | 4808.3746 | 4808.3746 | 3982.8254 | 406.8004 | N/A | N/A | 9176.2686 | 9804.1135 | 1.9084 | 2.039 | N/A | N/A | N/A | N/A | N/A | N/A | N/A | N/A | 11.82 | N/A | N/A | 8791.2 | 1.8283 | 0.06475 | 3.65% | 10562.1 | 193.814 | 2703.9521 | 1.7742 | 90958.95 | 9143.56
Ducts_R8 | New Ducts: R-8 |  | New Ducts: R-8 | SCG | SCE | CZ15 | 1992-2010 | CARE | Mixed-fuel | Mixed-fuel | 1492.26 | 1.429 | 6311.1144 | 6311.1144 | 2929.6356 | 427.638 | N/A | N/A | 9649.1409 | 10315.7702 | 1.5289 | 1.6345 | N/A | N/A | N/A | N/A | N/A | N/A | N/A | N/A | 14.7581 | N/A | N/A | 9240.75 | 1.4642 | 0.06879 | 3.877% | 10562.1 | 193.814 | 2703.9521 | 1.7742 | 90958.95 | 9069.84
DuctSealing_10% | Duct Sealing: 10% |  | Duct Sealing: 10% | SCG | SCE | CZ15 | 1992-2010 | CARE | Mixed-fuel | Mixed-fuel | 314.1 | 0.442 | 1400.2974 | 1400.2974 | 514.4526 | 91.1215 | N/A | N/A | 2057.5856 | 2203.2237 | 1.4694 | 1.5734 | N/A | N/A | N/A | N/A | N/A | N/A | N/A | N/A | 15.3674 | N/A | N/A | 1914.75 | 1.3674 | 0.01348 | 0.7598% | 10562.1 | 193.814 | 2703.9521 | 1.7742 | 90958.95 | 10248
HPWH | HPWH |  | 240V Fed. Min. HPWH | SCG | SCE | CZ15 | 1992-2010 | CARE | Mixed-fuel | Mixed-fuel | -679 | 128.5113 | 4332.0102 | 6553.7323 | 4352.0177 | -16.8345 | -75.1194 | N/A | 905.1814 | 3881.0437 | 0.13812 | 0.59219 | -407.7654 | 2482.338 | 0 | 0.37877 | N/A | N/A | N/A | N/A | -257.3289 | -57.6683 | N/A | 10905.75 | 1.6641 | 0.68346 | 39.65% | 10562.1 | 185.157 | 2692.1849 | 1.7235 | 89910 | 11241.1
HPWH_HighEfficiency | High Efficiency HPWH |  | 240V Market Std. NEEA HPWH | SCG | SCE | CZ15 | 1992-2010 | CARE | Mixed-fuel | Mixed-fuel | -559.7 | 128.5375 | 5192.8306 | 7967.0806 | 3821.1194 | 17.1688 | -48.1108 | N/A | 1671.439 | 4698.0016 | 0.20979 | 0.58968 | 200.9265 | 3131.4382 | 0.02522 | 0.39305 | N/A | N/A | N/A | N/A | 302.4571 | -107.9348 | N/A | 11788.2 | 1.4796 | 0.6981 | 40.5% | 10562.1 | 185.157 | 2692.1849 | 1.7235 | 89910 | 11121.8
HPWH_HighEfficiency_DR | High Efficiency HPWH with Demand Response |  | 240V Market Std. NEEA HPWH + DR | SCG | SCE | CZ15 | 1992-2010 | CARE | Mixed-fuel | Mixed-fuel | -475.1 | 128.5492 | 5192.8306 | 7967.0806 | 4587.0194 | 46.8807 | -18.6032 | N/A | 2340.8679 | 5411.4477 | 0.29382 | 0.67923 | 865.7537 | 3839.9821 | 0.10867 | 0.48198 | N/A | N/A | N/A | N/A | 110.7669 | -279.1361 | N/A | 12554.1 | 1.5757 | 0.7159 | 41.54% | 10562.1 | 185.157 | 2692.1849 | 1.7235 | 89910 | 11037.2
HPWH_120V | 120V HPWH |  | 120V Market Std. NEEA HPWH | SCG | SCE | CZ15 | 1992-2010 | CARE | Mixed-fuel | Mixed-fuel | -549.4 | 128.6203 | 2892.8863 | 4272.7328 | 7765.2172 | 26.5367 | -32.587 | N/A | 1883.3668 | 4925.8253 | 0.44079 | 1.1529 | 551.5263 | 3506.9917 | 0.12908 | 0.82078 | N/A | N/A | N/A | N/A | 109.0147 | -88.7743 | N/A | 12037.95 | 2.8174 | 0.70705 | 41.02% | 10562.1 | 185.157 | 2692.1849 | 1.7235 | 89910 | 11111.5
HPWH_TankOutside | HPWH in Exterior Closet |  | 240V Fed. Min. HPWH, Exterior Closet | SCG | SCE | CZ15 | 1992-2010 | CARE | Mixed-fuel | Mixed-fuel | -692.1 | 128.3104 | 4751.0613 | 6972.7834 | 3816.4166 | -20.8526 | -78.3441 | N/A | 812.4708 | 3777.2868 | 0.11652 | 0.54172 | -482.6023 | 2397.6222 | 0 | 0.34385 | N/A | N/A | N/A | N/A | -227.8401 | -60.6435 | N/A | 10789.2 | 1.5473 | 0.67999 | 39.45% | 10562.1 | 185.157 | 2692.1849 | 1.7235 | 89910 | 11254.2
HPWH_TankInside_NotDucted | HPWH in interior closet, not ducted |  | 240V Fed. Min. HPWH, Interior Closet, Not Ducted | SCG | SCE | CZ15 | 1992-2010 | CARE | Mixed-fuel | Mixed-fuel | -391.8 | 122.8215 | 4412.5691 | 6634.2911 | 5453.6089 | 54.7879 | -18.7448 | N/A | 2457.4821 | 5396.002 | 0.37042 | 0.81335 | 801.056 | 3631.3816 | 0.12074 | 0.54737 | N/A | N/A | N/A | N/A | 80.539 | -235.4017 | N/A | 12087.9 | 1.822 | 0.67177 | 38.98% | 10562.1 | 185.157 | 2692.1849 | 1.7235 | 89910 | 10953.9
HPWH_TankInside_Ducted | HPWH in interior closet, ducted outside |  | 240V Fed. Min. HPWH, Interior Closet, Ducted | SCG | SCE | CZ15 | 1992-2010 | CARE | Mixed-fuel | Mixed-fuel | -790 | 130.1802 | 5491.8272 | 7713.5493 | 2792.6007 | -44.1771 | -97.6519 | N/A | 307.4426 | 3285.5701 | 0.039857 | 0.42595 | -897.1495 | 2002.2964 | 0 | 0.25958 | N/A | N/A | N/A | N/A | -124.3138 | -56.2388 | N/A | 10506.15 | 1.362 | 0.69033 | 40.05% | 10562.1 | 185.157 | 2692.1849 | 1.7235 | 89910 | 11352.1
HPSH_9.5HSPF2_17SEER2 | New HPSH 9.5 HSPF2, 17 SEER2 |  | High Efficiency HPSH | SCG | SCE | CZ15 | 1992-2010 | CARE | Mixed-fuel | Mixed-fuel | 335.27 | 12.925 | 4346.127 | 7771.7742 | -4463.9742 | 38.024 | -34.7157 | N/A | 1001.6301 | 1396.5341 | 0.12888 | 0.17969 | -636.9304 | -349.0538 | 0 | 0 | N/A | N/A | N/A | N/A | 114.2996 | -125.1919 | N/A | 3307.8 | 0.42562 | 0.07001 | 4.096% | 9137.39 | 193.041 | 2297.1496 | 1.7093 | 82029 | 8802.12
MSHP | Ducted MSHP 9.5 HSPF2, 16.5 SEER2 |  | High Eff MSHP | SCG | SCE | CZ15 | 1992-2010 | CARE | Mixed-fuel | Mixed-fuel | 272.54 | 12.925 | 1400.8662 | 3577.9245 | -619.7745 | 20.718 | -49.0109 | N/A | 611.789 | 981.2293 | 0.17099 | 0.27425 | -958.9497 | -692.1068 | 0 | 0 | N/A | N/A | N/A | N/A | 67.6159 | -28.5827 | N/A | 2958.15 | 0.82678 | 0.0679 | 3.972% | 9137.39 | 193.041 | 2297.1496 | 1.7093 | 82029 | 8864.85
PV_3kW | 3kW PV |  | 3kW PV | SCG | SCE | CZ15 | 1992-2010 | CARE | Mixed-fuel | Mixed-fuel | 5052.96 | 0 | 9608.1502 | 11574.2633 | 7140.3367 | 935.2814 | N/A | 690.29 | 21068.4842 | 22444.634 | 1.8203 | 1.9392 | N/A | N/A | N/A | N/A | 15549.7193 | 16565.3949 | 1.3435 | 1.4312 | 10.273 | N/A | 13.919 | 18714.6 | 1.6169 | 0.15187 | 8.56% | 10562.1 | 193.814 | 2703.9521 | 1.7742 | 90958.95 | 5509.14
AE | All Electric |  | All Electric | SCG | SCE | CZ15 | 1992-2010 | CARE | All Electric | Mixed-fuel | -415 | 193.814 | 6605.7277 | 10313.1274 | 9450.4226 | 114.9451 | 97.2081 | N/A | 4521.2132 | 9203.7092 | 0.43839 | 0.89243 | 4121.6633 | 8778.0616 | 0.39965 | 0.85115 | N/A | N/A | N/A | N/A | 57.4686 | 67.9545 | N/A | 19763.55 | 1.9163 | 1.0145 | 57.18% | 10562.1 | 193.814 | 2703.9521 | 1.7742 | 90958.95 | 10977.1
VCHP_base | Base VCHP |  | Base VCHP | SCG | SCE | CZ15 | 1992-2010 | CARE | Mixed-fuel | Mixed-fuel | 852.52 | 10.408 | 17846.9586 | 29085.1332 | -23057.8332 | 215.6682 | 93.2171 | N/A | 4975.0954 | 5565.474 | 0.17105 | 0.19135 | 2216.7186 | 2626.9257 | 0.076215 | 0.090319 | N/A | N/A | N/A | N/A | 82.7519 | 191.4559 | N/A | 6027.3 | 0.20723 | 0.07048 | 4.249% | 8283.9 | 190.524 | 2072.4501 | 1.6586 | 76573.35 | 7431.38
VCHP_Fujitsu48 | Fujitsu 48 VCHP |  | Fujitsu 48 VCHP | SCG | SCE | CZ15 | 1992-2010 | CARE | Mixed-fuel | Mixed-fuel | 2018.41 | 10.408 | 22122.6983 | 36105.3076 | -22435.6576 | 526.5046 | 364.4853 | N/A | 11977.1083 | 13024.8439 | 0.33173 | 0.36075 | 8327.403 | 9136.7474 | 0.23064 | 0.25306 | N/A | N/A | N/A | N/A | 42.0181 | 60.6957 | N/A | 13669.65 | 0.37861 | 0.13961 | 8.417% | 8283.9 | 190.524 | 2072.4501 | 1.6586 | 76573.35 | 6265.49
HPWH_PV | HPWH + 3kW PV |  | 240V Fed. Min. HPWH + 3kW PV | SCG | SCE | CZ15 | 1992-2010 | CARE | Mixed-fuel | Mixed-fuel | 4373.96 | 128.5113 | 13940.1604 | 18127.9956 | 12491.3544 | 974.5201 | N/A | 733.0793 | 23236.7913 | 27671.3082 | 1.2818 | 1.5264 | N/A | N/A | N/A | N/A | 17798.0086 | 21877.2754 | 0.9818 | 1.2068 | 14.3046 | N/A | 19.0159 | 30619.35 | 1.6891 | 0.83533 | 48.47% | 10562.1 | 185.157 | 2692.1849 | 1.7235 | 89910 | 6188.14
HPSH_PV | HPSH + 3kW PV |  | HPSH + 3kW PV | SCG | SCE | CZ15 | 1992-2010 | CARE | Mixed-fuel | Mixed-fuel | 4926.86 | 12.925 | 10931.8677 | 14383.6584 | 4275.4416 | 830.4226 | N/A | 635.0304 | 18851.4844 | 20412.3039 | 1.3106 | 1.4191 | N/A | N/A | N/A | N/A | 14450.0102 | 15723.3345 | 1.0046 | 1.0931 | 13.1642 | N/A | 17.2147 | 18659.1 | 1.2972 | 0.19537 | 11.43% | 9137.39 | 193.041 | 2297.1496 | 1.7093 | 82029 | 4210.53
HPSH_RCV_300CFM | New HPSH |  | Heat Pump Space Heater | PGE | PGE | CZ16 | 1992-2010 | CARE | Mixed-fuel | Mixed-fuel | -3984.67 | 395.509 | 2724.9107 | 4081.7309 | 11141.9191 | -207.0417 | -188.8001 | N/A | 410.4555 | 12783.3061 | 0.10056 | 3.1318 | 826.3351 | 13221.0636 | 0.20245 | 3.2391 | N/A | N/A | N/A | N/A | -13.1612 | -14.4328 | N/A | 15223.65 | 3.7297 | 1.7186 | 42.26% | 4303.23 | 625.217 | 1945.5152 | 4.0664 | 103735.05 | 8287.9
DFHP_RCV_300CFM_35F | DFHP, Existing Furnace 35F |  | Dual Fuel Heat Pump (existing furnace) | PGE | PGE | CZ16 | 1992-2010 | CARE | Mixed-fuel | Mixed-fuel | -1770.04 | 181.591 | 2397.0371 | 2340.5132 | 7288.7368 | -16.5571 | -113.0127 | N/A | 2072.5528 | 8079.6231 | 0.88551 | 3.4521 | -126.4792 | 5764.9081 | 0 | 2.4631 | N/A | N/A | N/A | N/A | -144.7739 | -21.2103 | N/A | 9629.25 | 4.1142 | 0.82101 | 19.9% | 4303.23 | 635.359 | 1965.5538 | 4.1258 | 101565 | 6073.27
AtticInsulation_R38 | Attic Insulation: R-38 |  | Attic Insulation: R-38 | PGE | PGE | CZ16 | 1992-2010 | CARE | Mixed-fuel | Mixed-fuel | 39.64 | 8.427 | 1781.4608 | 1781.4608 | -482.7608 | 28.8092 | N/A | N/A | 779.6876 | 1116.5298 | 0.43767 | 0.62675 | N/A | N/A | N/A | N/A | N/A | N/A | N/A | N/A | 61.8366 | N/A | N/A | 1298.7 | 0.72901 | 0.05216 | 1.237% | 4392.88 | 649.568 | 2021.5704 | 4.2152 | 109923.3 | 4353.24
AtticInsulation_R49 | Attic Insulation: R-49 |  | Attic Insulation: R-49 | PGE | PGE | CZ16 | 1992-2010 | CARE | Mixed-fuel | Mixed-fuel | 73.44 | 15.325 | 1827.4739 | 1827.4739 | 520.1761 | 52.85 | N/A | N/A | 1428.3119 | 2041.2888 | 0.78158 | 1.117 | N/A | N/A | N/A | N/A | N/A | N/A | N/A | N/A | 34.5785 | N/A | N/A | 2347.65 | 1.2846 | 0.09512 | 2.257% | 4392.88 | 649.568 | 2021.5704 | 4.2152 | 109923.3 | 4319.44
Windows_0.28UFactor0.35SHGC | New Windows: 0.28 U-factor, 0.35 SHGC |  | Window Upgrade: 0.28 vs 0.30 U-factor | PGE | PGE | CZ16 | 1992-2010 | CARE | Mixed-fuel | Mixed-fuel | -3.79 | 78.295 | 11871.2871 | 11871.2871 | -2097.7371 | 145.1985 | N/A | N/A | 4410.8957 | 7292.4589 | 0.37156 | 0.61429 | N/A | N/A | N/A | N/A | N/A | N/A | N/A | N/A | 81.759 | N/A | N/A | 9773.55 | 0.82329 | 0.46254 | 10.97% | 4392.88 | 649.568 | 2021.5704 | 4.2152 | 109923.3 | 4396.67
Roof_RB | Roofing: Radiant Barrier |  | Radiant Barrier (at roof replacement) | PGE | PGE | CZ16 | 1992-2010 | CARE | Mixed-fuel | Mixed-fuel | 68.31 | 10.095 | 892.9455 | 892.9455 | 788.7045 | 40.5319 | N/A | N/A | 1070.7339 | 1480.1473 | 1.1991 | 1.6576 | N/A | N/A | N/A | N/A | N/A | N/A | N/A | N/A | 22.0307 | N/A | N/A | 1681.65 | 1.8833 | 0.06421 | 1.523% | 4392.88 | 649.568 | 2021.5704 | 4.2152 | 109923.3 | 4324.57
Roof_0.20Ref | Roofing: Steep Sloped, 0.20 Ref. |  | 0.20 Solar Reflectance Cool Roof (at roof replacement) | PGE | PGE | CZ16 | 1992-2010 | CARE | Mixed-fuel | Mixed-fuel | 69.72 | -10.098 | 892.9455 | 1203.407 | -2035.907 | 2.3226 | N/A | N/A | -91.0541 | -442.5138 | 0 | 0 | N/A | N/A | N/A | N/A | N/A | N/A | N/A | N/A | 384.46 | N/A | N/A | -832.5 | 0 | -0.05533 | -1.313% | 4392.88 | 649.568 | 2021.5704 | 4.2152 | 109923.3 | 4323.16
Roof_0.25Ref | Roofing: Steep Sloped, 0.25 Ref. |  | 0.25 Solar Reflectance Cool Roof (at roof replacement) | PGE | PGE | CZ16 | 1992-2010 | CARE | Mixed-fuel | Mixed-fuel | 103.3 | -15.338 | 1785.8911 | 2406.8139 | -3688.8639 | 2.6933 | N/A | N/A | -157.3089 | -692.0999 | 0 | 0 | N/A | N/A | N/A | N/A | N/A | N/A | N/A | N/A | 663.0744 | N/A | N/A | -1282.05 | 0 | -0.08407 | -1.994% | 4392.88 | 649.568 | 2021.5704 | 4.2152 | 109923.3 | 4289.58
Ducts_R6 | New Ducts: R-6 |  | New Ducts: R-6 | PGE | PGE | CZ16 | 1992-2010 | CARE | Mixed-fuel | Mixed-fuel | 198.36 | 28.382 | 4808.3746 | 4808.3746 | 86.7254 | 111.9934 | N/A | N/A | 2964.9498 | 4111.977 | 0.61662 | 0.85517 | N/A | N/A | N/A | N/A | N/A | N/A | N/A | N/A | 42.9344 | N/A | N/A | 4895.1 | 1.018 | 0.18645 | 4.423% | 4392.88 | 649.568 | 2021.5704 | 4.2152 | 109923.3 | 4194.52
Ducts_R8 | New Ducts: R-8 |  | New Ducts: R-8 | PGE | PGE | CZ16 | 1992-2010 | CARE | Mixed-fuel | Mixed-fuel | 213.96 | 33.802 | 6311.1144 | 6311.1144 | -633.4644 | 127.3016 | N/A | N/A | 3392.0115 | 4749.4201 | 0.53747 | 0.75255 | N/A | N/A | N/A | N/A | N/A | N/A | N/A | N/A | 49.5761 | N/A | N/A | 5677.65 | 0.89963 | 0.21934 | 5.204% | 4392.88 | 649.568 | 2021.5704 | 4.2152 | 109923.3 | 4178.92
DuctSealing_10% | Duct Sealing: 10% |  | Duct Sealing: 10% | PGE | PGE | CZ16 | 1992-2010 | CARE | Mixed-fuel | Mixed-fuel | 33.98 | 14.209 | 1400.2974 | 1400.2974 | 614.3526 | 37.8352 | N/A | N/A | 1068.6543 | 1620.9579 | 0.76316 | 1.1576 | N/A | N/A | N/A | N/A | N/A | N/A | N/A | N/A | 37.0104 | N/A | N/A | 2014.65 | 1.4387 | 0.08631 | 2.048% | 4392.88 | 649.568 | 2021.5704 | 4.2152 | 109923.3 | 4358.9
HPWH | HPWH |  | 240V Fed. Min. HPWH | PGE | PGE | CZ16 | 1992-2010 | CARE | Mixed-fuel | Mixed-fuel | -1550.22 | 178.85 | 4332.0102 | 6553.7323 | 4185.5177 | -106.6045 | -110.5266 | N/A | -98.748 | 5509.1566 | 0 | 0.84061 | -188.1644 | 5415.0363 | 0 | 0.82625 | N/A | N/A | N/A | N/A | -40.6363 | -39.1943 | N/A | 10739.25 | 1.6386 | 0.89252 | 21.45% | 4392.88 | 640.317 | 2004.4893 | 4.1611 | 108807.75 | 5943.1
HPWH_HighEfficiency | High Efficiency HPWH |  | 240V Market Std. NEEA HPWH | PGE | PGE | CZ16 | 1992-2010 | CARE | Mixed-fuel | Mixed-fuel | -1340.6 | 179.072 | 5192.8306 | 7967.0806 | 4087.5194 | -47.6865 | -64.2962 | N/A | 1247.505 | 6933.4934 | 0.15658 | 0.87027 | 868.83 | 6534.8977 | 0.10905 | 0.82024 | N/A | N/A | N/A | N/A | -108.8951 | -80.7641 | N/A | 12054.6 | 1.5131 | 0.91098 | 21.89% | 4392.88 | 640.317 | 2004.4893 | 4.1611 | 108807.75 | 5733.48
HPWH_HighEfficiency_DR | High Efficiency HPWH with Demand Response |  | 240V Market Std. NEEA HPWH + DR | PGE | PGE | CZ16 | 1992-2010 | CARE | Mixed-fuel | Mixed-fuel | -1154.53 | 179.16 | 5192.8306 | 7967.0806 | 5652.6194 | 4.9941 | -22.8633 | N/A | 2449.7471 | 8201.8879 | 0.30748 | 1.0295 | 1814.642 | 7533.3722 | 0.22777 | 0.94556 | N/A | N/A | N/A | N/A | 1039.784 | -227.1251 | N/A | 13619.7 | 1.7095 | 0.93603 | 22.5% | 4392.88 | 640.317 | 2004.4893 | 4.1611 | 108807.75 | 5547.41
HPWH_120V | 120V HPWH |  | 120V Market Std. NEEA HPWH | PGE | PGE | CZ16 | 1992-2010 | CARE | Mixed-fuel | Mixed-fuel | -988.45 | 179.209 | 2892.8863 | 4272.7328 | 10645.6672 | 47.9834 | 7.8947 | N/A | 3430.3146 | 9235.199 | 0.80284 | 2.1614 | 2516.3559 | 8273.1603 | 0.58893 | 1.9363 | N/A | N/A | N/A | N/A | 60.2893 | 366.436 | N/A | 14918.4 | 3.4915 | 0.96184 | 23.12% | 4392.88 | 640.317 | 2004.4893 | 4.1611 | 108807.75 | 5381.33
HPWH_TankOutside | HPWH in Exterior Closet |  | 240V Fed. Min. HPWH, Exterior Closet | PGE | PGE | CZ16 | 1992-2010 | CARE | Mixed-fuel | Mixed-fuel | -1583.2 | 177.308 | 4751.0613 | 6972.7834 | 3316.9166 | -118.5616 | -120.4789 | N/A | -392.311 | 5149.6911 | 0 | 0.73854 | -436.0216 | 5103.681 | 0 | 0.73194 | N/A | N/A | N/A | N/A | -40.0725 | -39.4348 | N/A | 10289.7 | 1.4757 | 0.88044 | 21.16% | 4392.88 | 640.317 | 2004.4893 | 4.1611 | 108807.75 | 5976.08
HPWH_TankInside_NotDucted | HPWH in interior closet, not ducted |  | 240V Fed. Min. HPWH, Interior Closet, Not Ducted | PGE | PGE | CZ16 | 1992-2010 | CARE | Mixed-fuel | Mixed-fuel | -817.37 | 144.165 | 4412.5691 | 6634.2911 | 5004.0589 | 32.9271 | -16.3234 | N/A | 2613.9019 | 7236.8002 | 0.394 | 1.0908 | 1491.0707 | 6054.901 | 0.22475 | 0.91267 | N/A | N/A | N/A | N/A | 134.0104 | -270.322 | N/A | 11638.35 | 1.7543 | 0.77088 | 18.53% | 4392.88 | 640.317 | 2004.4893 | 4.1611 | 108807.75 | 5210.25
HPWH_TankInside_Ducted | HPWH in interior closet, ducted outside |  | 240V Fed. Min. HPWH, Interior Closet, Ducted | PGE | PGE | CZ16 | 1992-2010 | CARE | Mixed-fuel | Mixed-fuel | -1488.77 | 190.066 | 5491.8272 | 7713.5493 | 4857.2007 | -71.5584 | -81.0722 | N/A | 849.894 | 6867.9543 | 0.11018 | 0.89038 | 632.9947 | 6639.6447 | 0.082063 | 0.86078 | N/A | N/A | N/A | N/A | -76.746 | -67.7399 | N/A | 12570.75 | 1.6297 | 0.96789 | 23.26% | 4392.88 | 640.317 | 2004.4893 | 4.1611 | 108807.75 | 5881.65
HPSH_9.5HSPF2_17SEER2 | New HPSH 9.5 HSPF2, 17 SEER2 |  | High Efficiency HPSH | PGE | PGE | CZ16 | 1992-2010 | CARE | Mixed-fuel | Mixed-fuel | -3227.75 | 395.509 | 5701.4637 | 8968.82 | 12098.98 | -9.3534 | -33.2599 | N/A | 4917.4334 | 17527.3794 | 0.54828 | 1.9543 | 4372.4031 | 16953.6771 | 0.48751 | 1.8903 | N/A | N/A | N/A | N/A | -609.5631 | -171.4216 | N/A | 21067.8 | 2.349 | 1.8268 | 44.92% | 4303.23 | 625.217 | 1945.5152 | 4.0664 | 103735.05 | 7530.98
MSHP | Ducted MSHP 9.5 HSPF2, 16.5 SEER2 |  | High Eff MSHP | PGE | PGE | CZ16 | 1992-2010 | CARE | Mixed-fuel | Mixed-fuel | -3262.17 | 395.509 | 2155.1411 | 4313.7578 | 16554.2422 | -20.2815 | -44.3091 | N/A | 4668.2886 | 17265.128 | 1.0822 | 4.0023 | 4120.4992 | 16688.5214 | 0.9552 | 3.8687 | N/A | N/A | N/A | N/A | -106.2613 | -48.6388 | N/A | 20868 | 4.8375 | 1.8251 | 44.88% | 4303.23 | 625.217 | 1945.5152 | 4.0664 | 103735.05 | 7565.4
PV_3kW | 3kW PV |  | 3kW PV | PGE | PGE | CZ16 | 1992-2010 | CARE | Mixed-fuel | Mixed-fuel | 4392.8801 | 0 | 9608.1502 | 11574.2633 | -1834.0133 | 558.8681 | N/A | 431.6866 | 12741.2957 | 13411.568 | 1.1008 | 1.1587 | N/A | N/A | N/A | N/A | 9841.7615 | 10359.5001 | 0.85031 | 0.89505 | 17.1922 | N/A | 22.2572 | 9740.25 | 0.84154 | 0.11251 | 2.669% | 4392.88 | 649.568 | 2021.5704 | 4.2152 | 109923.3 | -0.00011553
AE | All Electric |  | All Electric | PGE | PGE | CZ16 | 1992-2010 | CARE | All Electric | Mixed-fuel | -6499.32 | 649.568 | 8006.9209 | 11585.4632 | 19833.0868 | -519.276 | -365.3725 | N/A | -4038.6756 | 14526.0427 | 0 | 1.2538 | -529.925 | 18219.3758 | 0 | 1.5726 | N/A | N/A | N/A | N/A | -15.4194 | -21.9144 | N/A | 31418.55 | 2.7119 | 2.9774 | 70.64% | 4392.88 | 649.568 | 2021.5704 | 4.2152 | 109923.3 | 10892.2
VCHP_base | Base VCHP |  | Base VCHP | PGE | PGE | CZ16 | 1992-2010 | CARE | Mixed-fuel | Mixed-fuel | -2910.08 | 356.306 | 13336.3685 | 21679.367 | -134.267 | -0.12627 | -62.91 | N/A | 4577.1713 | 15843.6783 | 0.21113 | 0.73082 | 3145.8037 | 14337.0117 | 0.14511 | 0.66132 | N/A | N/A | N/A | N/A | -105617.1409 | -211.9913 | N/A | 21545.1 | 0.99381 | 1.6551 | 43.76% | 3831.66 | 586.014 | 1749.9525 | 3.7826 | 98101.8 | 6741.74
VCHP_Fujitsu48 | Fujitsu 48 VCHP |  | Fujitsu 48 VCHP | PGE | PGE | CZ16 | 1992-2010 | CARE | Mixed-fuel | Mixed-fuel | -853.04 | 356.306 | 17266.2712 | 28131.7248 | 9397.3752 | 460.7036 | 353.8549 | N/A | 15083.3521 | 26902.5504 | 0.53617 | 0.95631 | 12647.3732 | 24338.4236 | 0.44958 | 0.86516 | N/A | N/A | N/A | N/A | 37.478 | 48.7948 | N/A | 37529.1 | 1.334 | 1.9491 | 51.53% | 3831.66 | 586.014 | 1749.9525 | 3.7826 | 98101.8 | 4684.7
HPWH_PV | HPWH + 3kW PV |  | 240V Fed. Min. HPWH + 3kW PV | PGE | PGE | CZ16 | 1992-2010 | CARE | Mixed-fuel | Mixed-fuel | 3404.959 | 178.85 | 13940.1604 | 18127.9956 | 5048.8044 | 629.9664 | N/A | 531.3164 | 16693.8874 | 23185.1904 | 0.92089 | 1.279 | N/A | N/A | N/A | N/A | 14444.8261 | 20817.8142 | 0.79682 | 1.1484 | 22.1284 | N/A | 26.237 | 23176.8 | 1.2785 | 1.0194 | 24.5% | 4392.88 | 640.317 | 2004.4893 | 4.1611 | 108807.75 | 987.921
HPSH_PV | HPSH + 3kW PV |  | HPSH + 3kW PV | PGE | PGE | CZ16 | 1992-2010 | CARE | Mixed-fuel | Mixed-fuel | 970.5 | 395.509 | 12333.0609 | 15655.9942 | 10639.9058 | 436.2904 | N/A | 408.5535 | 15077.396 | 28221.82 | 0.96304 | 1.8026 | N/A | N/A | N/A | N/A | 14445.0392 | 27556.1973 | 0.92265 | 1.7601 | 28.268 | N/A | 30.1871 | 26295.9 | 1.6796 | 1.8455 | 45.38% | 4303.23 | 625.217 | 1945.5152 | 4.0664 | 103735.05 | 3332.73
HPWH_panelUpgrade | HPWH + Electric Panel Upgrade |  | 240V Fed. Min. HPWH + Electric Panel Upgrade | PGE | PGE | CZ01 | Pre1978 | Std | Mixed-fuel | Mixed-fuel | -1679.58 | 183.702 | 7112.0102 | 9333.7323 | 822.7677 | -288.1914 | -166.1095 | N/A | -3386.8563 | 4098.5975 | 0 | 0.43912 | -603.5833 | 7028.2882 | 0 | 0.753 | N/A | N/A | N/A | N/A | -24.6781 | -42.8152 | N/A | 10156.5 | 1.0881 | 0.91276 | 14.65% | 4174.31 | 993.3 | 3741.2401 | 6.23 | 150849 | 5853.89
HPSH_panelUpgrade | HPSH + Electric Panel Upgrade |  | HPSH + Electric Panel Upgrade | PGE | PGE | CZ01 | Pre1978 | Std | Mixed-fuel | Mixed-fuel | -6169.84 | 663.311 | 6821.1043 | 8335.6376 | 21528.9124 | -686.8302 | -346.894 | N/A | -3939.6562 | 24064.5909 | 0 | 2.887 | 3810.3449 | 32222.2908 | 0.45711 | 3.8656 | N/A | N/A | N/A | N/A | -9.9313 | -19.6634 | N/A | 29864.55 | 3.5828 | 2.9894 | 52.88% | 4089.76 | 896.525 | 3464.5507 | 5.6531 | 133943.7 | 10259.6
HPWH_panelUpgrade | HPWH + Electric Panel Upgrade |  | 240V Fed. Min. HPWH + Electric Panel Upgrade | PGE | PGE | CZ02 | Pre1978 | Std | Mixed-fuel | Mixed-fuel | -1585.59 | 171.969 | 7112.0102 | 9333.7323 | 173.4177 | -289.2192 | -254.8055 | N/A | -3734.5303 | 2952.0725 | 0 | 0.31628 | -2949.9533 | 3777.9232 | 0 | 0.40476 | N/A | N/A | N/A | N/A | -24.5904 | -27.9115 | N/A | 9507.15 | 1.0186 | 0.84989 | 21.45% | 4579.75 | 602.664 | 2944.059 | 3.9619 | 105694.2 | 6165.34
HPSH_panelUpgrade | HPSH + Electric Panel Upgrade |  | HPSH + Electric Panel Upgrade | PGE | PGE | CZ02 | Pre1978 | Std | Mixed-fuel | Mixed-fuel | -3301.17 | 335.532 | 3876.1794 | 4678.4186 | 8408.4814 | -495.9417 | -345.2582 | N/A | -5555.7523 | 7996.3838 | 0 | 1.7092 | -2120.4099 | 11612.4468 | 0 | 2.4821 | N/A | N/A | N/A | N/A | -7.8158 | -11.2269 | N/A | 13086.9 | 2.7973 | 1.4107 | 38.4% | 4228.97 | 557.892 | 2659.1389 | 3.6742 | 95704.2 | 7530.14
HPWH_panelUpgrade | HPWH + Electric Panel Upgrade |  | 240V Fed. Min. HPWH + Electric Panel Upgrade | PGE | PGE | CZ03 | Pre1978 | Std | Mixed-fuel | Mixed-fuel | -1361.3 | 169.874 | 7112.0102 | 9333.7323 | 1572.0177 | -208.1762 | -137.4141 | N/A | -1971.9201 | 4602.6857 | 0 | 0.49312 | -358.659 | 6300.8145 | 0 | 0.67506 | N/A | N/A | N/A | N/A | -34.1634 | -51.756 | N/A | 10905.75 | 1.1684 | 0.86697 | 25.97% | 3859.86 | 504.461 | 2437.7609 | 3.3378 | 89327.25 | 5221.16
HPSH_panelUpgrade | HPSH + Electric Panel Upgrade |  | HPSH + Electric Panel Upgrade | PGE | PGE | CZ03 | Pre1978 | Std | Mixed-fuel | Mixed-fuel | -2213.66 | 253.301 | 3724.4874 | 4120.6188 | 7123.6812 | -209.6959 | -143.2128 | N/A | -452.762 | 9942.2934 | 0 | 2.4128 | 1062.9473 | 11537.7386 | 0.25796 | 2.8 | N/A | N/A | N/A | N/A | -17.7614 | -26.0067 | N/A | 11244.3 | 2.7288 | 1.0918 | 34.66% | 3795.78 | 473.808 | 2330.4809 | 3.1503 | 83272.2 | 6009.44
HPWH_panelUpgrade | HPWH + Electric Panel Upgrade |  | 240V Fed. Min. HPWH + Electric Panel Upgrade | PGE | PGE | CZ04 | Pre1978 | Std | Mixed-fuel | Mixed-fuel | -1460.17 | 165.567 | 7112.0102 | 9333.7323 | 556.3677 | -254.7378 | -182.7499 | N/A | -3076.0166 | 3338.0379 | 0 | 0.35763 | -1434.8067 | 5065.5857 | 0 | 0.54272 | N/A | N/A | N/A | N/A | -27.9189 | -38.9166 | N/A | 9890.1 | 1.0596 | 0.82286 | 21.32% | 6721.43 | 571.609 | 3945.0078 | 3.859 | 115700.85 | 8181.6
HPSH_panelUpgrade | HPSH + Electric Panel Upgrade |  | HPSH + Electric Panel Upgrade | PGE | PGE | CZ04 | Pre1978 | Std | Mixed-fuel | Mixed-fuel | -3036.27 | 313.439 | 3876.1794 | 4678.4186 | 8125.4314 | -426.5597 | -264.7609 | N/A | -4362.7082 | 8316.3247 | 0 | 1.7776 | -673.9558 | 12199.1287 | 0 | 2.6075 | N/A | N/A | N/A | N/A | -9.0871 | -14.6403 | N/A | 12803.85 | 2.7368 | 1.3005 | 36.54% | 5553.85 | 529.443 | 3256.5325 | 3.5594 | 100998.9 | 8590.12
HPSH_panelUpgrade | HPSH + Electric Panel Upgrade |  | HPSH + Electric Panel Upgrade | CPAU | CPAU | CZ04 | Pre1978 | Std | Mixed-fuel | Mixed-fuel | -3036.27 | 313.439 | 3876.1794 | 4678.4186 | 8125.4314 | -120.2283 | -120.2283 | N/A | 1856.9879 | 13023.6057 | 0.39693 | 2.7838 | 1856.9879 | 13023.6057 | 0.39693 | 2.7838 | N/A | N/A | N/A | N/A | -32.2402 | -32.2402 | N/A | 12803.85 | 2.7368 | 1.3005 | 36.54% | 5553.85 | 529.443 | 2189.4628 | 3.5594 | 100998.9 | 8590.12
HPSH_panelUpgrade | HPSH + Electric Panel Upgrade |  | HPSH + Electric Panel Upgrade | CPAU | CPAU | CZ04 | Pre1978 | Std | Mixed-fuel | Mixed-fuel | -3036.27 | 313.439 | 3876.1794 | 4678.4186 | 8125.4314 | -120.2283 | -120.2283 | N/A | 1856.9879 | 13023.6057 | 0.39693 | 2.7838 | 1856.9879 | 13023.6057 | 0.39693 | 2.7838 | N/A | N/A | N/A | N/A | -32.2402 | -32.2402 | N/A | 12803.85 | 2.7368 | 1.3005 | 36.54% | 5553.85 | 529.443 | 2189.4628 | 3.5594 | 100998.9 | 8590.12
HPWH_panelUpgrade | HPWH + Electric Panel Upgrade |  | 240V Fed. Min. HPWH + Electric Panel Upgrade | PGE | PGE | CZ05 | Pre1978 | Std | Mixed-fuel | Mixed-fuel | -1391 | 170.646 | 7112.0102 | 9333.7323 | 1472.1177 | -221.0303 | -145.5739 | N/A | -2258.0166 | 4318.2874 | 0 | 0.46265 | -537.7324 | 6129.0695 | 0 | 0.65666 | N/A | N/A | N/A | N/A | -32.1766 | -48.855 | N/A | 10805.85 | 1.1577 | 0.86705 | 27.01% | 3853.91 | 483.15 | 2374.0642 | 3.2099 | 86197.05 | 5244.91
HPSH_panelUpgrade | HPSH + Electric Panel Upgrade |  | HPSH + Electric Panel Upgrade | PGE | PGE | CZ05 | Pre1978 | Std | Mixed-fuel | Mixed-fuel | -2264.62 | 233.171 | 3800.3334 | 4397.9653 | 5120.2847 | -275.3151 | -208.6406 | N/A | -2340.9989 | 7010.5075 | 0 | 1.594 | -820.9275 | 8610.5443 | 0 | 1.9578 | N/A | N/A | N/A | N/A | -13.8036 | -18.2147 | N/A | 9518.25 | 2.1642 | 0.98449 | 32.45% | 3790.86 | 454.432 | 2274.8876 | 3.0341 | 80547.15 | 6055.48
HPWH_panelUpgrade | HPWH + Electric Panel Upgrade |  | 240V Fed. Min. HPWH + Electric Panel Upgrade | SCG | PGE | CZ05 | Pre1978 | Std | Mixed-fuel | Mixed-fuel | -1391 | 170.646 | 7112.0102 | 9333.7323 | 1472.1177 | -268.4676 | -193.0112 | N/A | -3687.4578 | 1976.0197 | 0 | 0.21171 | -1967.1736 | 3786.8017 | 0 | 0.40571 | N/A | N/A | N/A | N/A | -26.4911 | -36.8477 | N/A | 10805.85 | 1.1577 | 0.86705 | 27.01% | 3853.91 | 483.15 | 2265.3037 | 3.2099 | 86197.05 | 5244.91
HPSH_panelUpgrade | HPSH + Electric Panel Upgrade |  | HPSH + Electric Panel Upgrade | SCG | PGE | CZ05 | Pre1978 | Std | Mixed-fuel | Mixed-fuel | -2264.62 | 233.171 | 3800.3334 | 4397.9653 | 5120.2847 | -364.1784 | -297.5039 | N/A | -5018.7451 | 2622.7801 | 0 | 0.59636 | -3498.6736 | 4222.8169 | 0 | 0.96018 | N/A | N/A | N/A | N/A | -10.4354 | -12.7741 | N/A | 9518.25 | 2.1642 | 0.98449 | 32.45% | 3790.86 | 454.432 | 2175.024 | 3.0341 | 80547.15 | 6055.48
HPWH_panelUpgrade | HPWH + Electric Panel Upgrade |  | 240V Fed. Min. HPWH + Electric Panel Upgrade | SCG | SCE | CZ06 | Pre1978 | Std | Mixed-fuel | Mixed-fuel | -1016.45 | 156.894 | 7112.0102 | 9333.7323 | 2704.2177 | -128.4089 | -219.1008 | N/A | -849.9077 | 3733.2774 | 0 | 0.39998 | -2892.8647 | 1556.8787 | 0 | 0.1668 | N/A | N/A | N/A | N/A | -55.3856 | -32.46 | N/A | 12037.95 | 1.2897 | 0.83038 | 42.69% | 4653.4 | 265.529 | 1977.7509 | 1.945 | 63419.85 | 5669.85
HPSH_panelUpgrade | HPSH + Electric Panel Upgrade |  | HPSH + Electric Panel Upgrade | SCG | SCE | CZ06 | Pre1978 | Std | Mixed-fuel | Mixed-fuel | -403.06 | 57.527 | 3800.3334 | 4397.9653 | -1018.0153 | -51.8747 | -168.8172 | N/A | -380.992 | 1382.5758 | 0 | 0.31437 | -3015.2806 | -1423.779 | 0 | 0 | N/A | N/A | N/A | N/A | -73.2599 | -22.5115 | N/A | 3379.95 | 0.76853 | 0.24515 | 12.71% | 4207.28 | 265.899 | 1775.4469 | 1.9286 | 60356.25 | 4610.34
HPWH_panelUpgrade | HPWH + Electric Panel Upgrade |  | 240V Fed. Min. HPWH + Electric Panel Upgrade | SDGE | SDGE | CZ07 | Pre1978 | Std | Mixed-fuel | Mixed-fuel | -995.18 | 155.3352 | 7112.0102 | 9333.7323 | 2820.7677 | -134.8026 | 11.0498 | N/A | -1003.1859 | 6437.286 | 0 | 0.68968 | 2527.0866 | 9937.4145 | 0.27075 | 1.0647 | N/A | N/A | N/A | N/A | -52.7587 | 643.6303 | N/A | 12154.5 | 1.3022 | 0.82334 | 43.72% | 5024.4 | 252.409 | 2984.5087 | 1.8832 | 65567.7 | 6019.58
HPSH_panelUpgrade | HPSH + Electric Panel Upgrade |  | HPSH + Electric Panel Upgrade | SDGE | SDGE | CZ07 | Pre1978 | Std | Mixed-fuel | Mixed-fuel | -317.23 | 47.378 | 3800.3334 | 4397.9653 | -1001.3653 | -94.7008 | 0.40619 | N/A | -1554.0961 | 886.7174 | 0 | 0.20162 | 747.9134 | 3169.0706 | 0.17006 | 0.72058 | N/A | N/A | N/A | N/A | -40.1299 | 9356.0758 | N/A | 3396.6 | 0.77231 | 0.20935 | 11.2% | 4428.17 | 254.191 | 2590.3252 | 1.8685 | 61421.85 | 4745.4
HPWH_panelUpgrade | HPWH + Electric Panel Upgrade |  | 240V Fed. Min. HPWH + Electric Panel Upgrade | SCG | SCE | CZ08 | Pre1978 | Std | Mixed-fuel | Mixed-fuel | -964.17 | 152.4 | 7112.0102 | 9333.7323 | 2454.4677 | -138.0325 | -73.6349 | N/A | -1140.932 | 3254.6521 | 0 | 0.3487 | 309.7114 | 4800.0485 | 0.033182 | 0.51427 | N/A | N/A | N/A | N/A | -51.5242 | -96.5848 | N/A | 11788.2 | 1.263 | 0.80407 | 38.05% | 7574.97 | 276.627 | 3295.6701 | 2.1134 | 81751.5 | 8539.14
HPSH_panelUpgrade | HPSH + Electric Panel Upgrade |  | HPSH + Electric Panel Upgrade | SCG | SCE | CZ08 | Pre1978 | Std | Mixed-fuel | Mixed-fuel | -610.1 | 70.531 | 3952.0255 | 4958.8719 | -1684.3719 | -111.8316 | -137.9067 | N/A | -1545.1343 | 565.8444 | 0 | 0.11411 | -2132.5123 | -59.9 | 0 | 0 | N/A | N/A | N/A | N/A | -35.3391 | -28.6572 | N/A | 3274.5 | 0.66033 | 0.28647 | 14.07% | 5765.82 | 274.227 | 2472.3725 | 2.0357 | 70440.6 | 6375.92
HPWH_panelUpgrade | HPWH + Electric Panel Upgrade |  | 240V Fed. Min. HPWH + Electric Panel Upgrade | SCG | SCE | CZ09 | Pre1978 | Std | Mixed-fuel | Mixed-fuel | -998.8 | 153.539 | 7112.0102 | 9333.7323 | 2371.2177 | -127.4619 | -153.3663 | N/A | -851.7153 | 3678.8014 | 0 | 0.39414 | -1435.2476 | 3057.1539 | 0 | 0.32754 | N/A | N/A | N/A | N/A | -55.7972 | -46.3727 | N/A | 11704.95 | 1.254 | 0.80548 | 34.69% | 7413.7 | 310.939 | 3237.7751 | 2.3222 | 85864.05 | 8412.5
HPSH_panelUpgrade | HPSH + Electric Panel Upgrade |  | HPSH + Electric Panel Upgrade | SCG | SCE | CZ09 | Pre1978 | Std | Mixed-fuel | Mixed-fuel | -878.81 | 99.228 | 3952.0255 | 4958.8719 | -574.3719 | -173.3168 | -219.2645 | N/A | -2522.973 | 448.8403 | 0 | 0.090513 | -3558.0064 | -653.7994 | 0 | 0 | N/A | N/A | N/A | N/A | -22.8023 | -18.024 | N/A | 4384.5 | 0.88417 | 0.39597 | 17.86% | 5692.88 | 304.012 | 2444.6077 | 2.2165 | 74031.45 | 6571.69
HPWH_panelUpgrade | HPWH + Electric Panel Upgrade |  | 240V Fed. Min. HPWH + Electric Panel Upgrade | SCG | SCE | CZ10 | Pre1978 | Std | Mixed-fuel | Mixed-fuel | -995.13 | 151.685 | 7112.0102 | 9333.7323 | 2154.7677 | -131.4448 | -106.4667 | N/A | -951.8632 | 3548.4314 | 0 | 0.38017 | -389.1981 | 4147.8486 | 0 | 0.44439 | N/A | N/A | N/A | N/A | -54.1065 | -66.8003 | N/A | 11488.5 | 1.2309 | 0.79281 | 33.85% | 8732.57 | 308.062 | 3775.6904 | 2.3424 | 92623.95 | 9727.7
HPSH_panelUpgrade | HPSH + Electric Panel Upgrade |  | HPSH + Electric Panel Upgrade | SCG | SCE | CZ10 | Pre1978 | Std | Mixed-fuel | Mixed-fuel | -903.94 | 98.216 | 3952.0255 | 4958.8719 | -1007.2719 | -144.095 | -216.0849 | N/A | -1891.5331 | 1060.6175 | 0 | 0.21388 | -3513.2031 | -666.9766 | 0 | 0 | N/A | N/A | N/A | N/A | -27.4265 | -18.2892 | N/A | 3951.6 | 0.79687 | 0.39102 | 17.6% | 6443.2 | 301.126 | 2730.8915 | 2.2214 | 77761.05 | 7347.14
HPWH_panelUpgrade | HPWH + Electric Panel Upgrade |  | 240V Fed. Min. HPWH + Electric Panel Upgrade | SDGE | SDGE | CZ10 | Pre1978 | Std | Mixed-fuel | Mixed-fuel | -995.13 | 151.685 | 7112.0102 | 9333.7323 | 2154.7677 | -162.4094 | 386.4209 | N/A | -1690.6597 | 5692.3107 | 0 | 0.60986 | 11593.4543 | 18862.9956 | 1.2421 | 2.0209 | N/A | N/A | N/A | N/A | -43.7906 | 18.4048 | N/A | 11488.5 | 1.2309 | 0.79281 | 33.85% | 8732.57 | 308.062 | 5391.8485 | 2.3424 | 92623.95 | 9727.7
HPSH_panelUpgrade | HPSH + Electric Panel Upgrade |  | HPSH + Electric Panel Upgrade | SDGE | SDGE | CZ10 | Pre1978 | Std | Mixed-fuel | Mixed-fuel | -903.94 | 98.216 | 3952.0255 | 4958.8719 | -1007.2719 | -199.7919 | 109.5868 | N/A | -3280.8528 | 1861.5109 | 0 | 0.37539 | 4207.4746 | 9285.8977 | 0.84847 | 1.8726 | N/A | N/A | N/A | N/A | -19.7807 | 36.063 | N/A | 3951.6 | 0.79687 | 0.39102 | 17.6% | 6443.2 | 301.126 | 3916.8814 | 2.2214 | 77761.05 | 7347.14
HPWH_panelUpgrade | HPWH + Electric Panel Upgrade |  | 240V Fed. Min. HPWH + Electric Panel Upgrade | PGE | PGE | CZ11 | Pre1978 | Std | Mixed-fuel | Mixed-fuel | -1263.5 | 156.137 | 7112.0102 | 9333.7323 | 756.1677 | -184.7576 | -3.01 | N/A | -1578.486 | 4678.6542 | 0 | 0.50126 | 2565.0681 | 9040.1853 | 0.27482 | 0.96855 | N/A | N/A | N/A | N/A | -38.4937 | -2362.8071 | N/A | 10089.9 | 1.081 | 0.77867 | 19.07% | 10649.5 | 580.711 | 5769.9159 | 4.0832 | 140742.45 | 11913
HPSH_panelUpgrade | HPSH + Electric Panel Upgrade |  | HPSH + Electric Panel Upgrade | PGE | PGE | CZ11 | Pre1978 | Std | Mixed-fuel | Mixed-fuel | -3083.18 | 329.569 | 4027.8715 | 5274.1335 | 9000.4665 | -221.2668 | -229.4758 | N/A | 724.6585 | 14651.1497 | 0.1374 | 2.7779 | 537.5063 | 14454.1522 | 0.10191 | 2.7406 | N/A | N/A | N/A | N/A | -18.2037 | -17.5525 | N/A | 14274.6 | 2.7065 | 1.3727 | 37.16% | 7638.02 | 536.266 | 4194.7827 | 3.6938 | 114574.2 | 10721.2
HPWH_panelUpgrade | HPWH + Electric Panel Upgrade |  | 240V Fed. Min. HPWH + Electric Panel Upgrade | PGE | PGE | CZ12 | Pre1978 | Std | Mixed-fuel | Mixed-fuel | -1371.26 | 163.216 | 7112.0102 | 9333.7323 | 856.0677 | -215.6222 | -189.5604 | N/A | -2177.9479 | 4298.5056 | 0 | 0.46053 | -1583.7796 | 4923.9309 | 0 | 0.52754 | N/A | N/A | N/A | N/A | -32.9837 | -37.5184 | N/A | 10189.8 | 1.0917 | 0.81498 | 20.69% | 7431.3 | 577.266 | 4252.2237 | 3.9388 | 121228.65 | 8802.56
HPSH_panelUpgrade | HPSH + Electric Panel Upgrade |  | HPSH + Electric Panel Upgrade | PGE | PGE | CZ12 | Pre1978 | Std | Mixed-fuel | Mixed-fuel | -3019.13 | 320.741 | 3952.0255 | 4958.8719 | 8860.6281 | -265.8679 | -315.762 | N/A | -515.839 | 12806.9584 | 0 | 2.5826 | -1653.3442 | 11609.6133 | 0 | 2.3412 | N/A | N/A | N/A | N/A | -14.8646 | -12.5158 | N/A | 13819.5 | 2.7868 | 1.3495 | 37.39% | 5814.88 | 534.378 | 3342.9692 | 3.6088 | 103396.5 | 8834.01
HPWH_panelUpgrade | HPWH + Electric Panel Upgrade |  | 240V Fed. Min. HPWH + Electric Panel Upgrade | PGE | SMUD | CZ12 | Pre1978 | Std | Mixed-fuel | Mixed-fuel | -1371.26 | 163.216 | 7112.0102 | 9333.7323 | 856.0677 | 198.3041 | 198.3041 | N/A | 7258.9077 | 14231.7992 | 0.77771 | 1.5248 | 7258.9077 | 14231.7992 | 0.77771 | 1.5248 | N/A | N/A | N/A | N/A | 35.8642 | 35.8642 | N/A | 10189.8 | 1.0917 | 0.81498 | 20.69% | 7431.3 | 577.266 | 2772.8333 | 3.9388 | 121228.65 | 8802.56
HPSH_panelUpgrade | HPSH + Electric Panel Upgrade |  | HPSH + Electric Panel Upgrade | PGE | SMUD | CZ12 | Pre1978 | Std | Mixed-fuel | Mixed-fuel | -3019.13 | 320.741 | 3952.0255 | 4958.8719 | 8860.6281 | 321.6915 | 321.6915 | N/A | 12879.5707 | 26907.051 | 2.5973 | 5.426 | 12879.5707 | 26907.051 | 2.5973 | 5.426 | N/A | N/A | N/A | N/A | 12.2851 | 12.2851 | N/A | 13819.5 | 2.7868 | 1.3495 | 37.39% | 5814.88 | 534.378 | 2344.6498 | 3.6088 | 103396.5 | 8834.01
HPWH_panelUpgrade | HPWH + Electric Panel Upgrade |  | 240V Fed. Min. HPWH + Electric Panel Upgrade | PGE | PGE | CZ13 | Pre1978 | Std | Mixed-fuel | Mixed-fuel | -1178.3 | 152.946 | 7112.0102 | 9333.7323 | 1022.5677 | -169.9723 | 95.9603 | N/A | -1393.5824 | 4506.9434 | 0 | 0.48287 | 4669.2537 | 10888.7228 | 0.50026 | 1.1666 | N/A | N/A | N/A | N/A | -41.8422 | 74.1141 | N/A | 10356.3 | 1.1096 | 0.77259 | 22.57% | 11995.4 | 460.78 | 6098.5506 | 3.4238 | 134981.55 | 13173.7
HPSH_panelUpgrade | HPSH + Electric Panel Upgrade |  | HPSH + Electric Panel Upgrade | PGE | PGE | CZ13 | Pre1978 | Std | Mixed-fuel | Mixed-fuel | -2155.21 | 229.762 | 4027.8715 | 5274.1335 | 4349.5665 | -118.6832 | -147.5097 | N/A | 1251.9584 | 10845.4395 | 0.23738 | 2.0563 | 594.7596 | 10153.668 | 0.11277 | 1.9252 | N/A | N/A | N/A | N/A | -33.938 | -27.3058 | N/A | 9623.7 | 1.8247 | 0.95225 | 30.6% | 8355.39 | 433.425 | 4276.5673 | 3.1122 | 107409.15 | 10510.6
HPWH_panelUpgrade | HPWH + Electric Panel Upgrade |  | 240V Fed. Min. HPWH + Electric Panel Upgrade | SCG | SCE | CZ14 | Pre1978 | Std | Mixed-fuel | Mixed-fuel | -1373.75 | 157.391 | 7112.0102 | 9333.7323 | 123.4677 | -270.7835 | -65.9134 | N/A | -3837.5007 | 1049.2027 | 0 | 0.11241 | 777.4774 | 5965.6216 | 0.083298 | 0.63915 | N/A | N/A | N/A | N/A | -26.2646 | -107.8993 | N/A | 9457.2 | 1.0132 | 0.7693 | 19.28% | 9928.35 | 576.21 | 4846.0495 | 3.9897 | 134149.05 | 11302.1
HPSH_panelUpgrade | HPSH + Electric Panel Upgrade |  | HPSH + Electric Panel Upgrade | SCG | SCE | CZ14 | Pre1978 | Std | Mixed-fuel | Mixed-fuel | -3449.34 | 321.615 | 3952.0255 | 4958.8719 | 5114.3781 | -587.0276 | -331.1695 | N/A | -8204.1049 | 2658.7377 | 0 | 0.53616 | -2440.5535 | 8798.7524 | 0 | 1.7743 | N/A | N/A | N/A | N/A | -6.7323 | -11.9335 | N/A | 10073.25 | 2.0314 | 1.2438 | 34.41% | 7195.36 | 529.529 | 3528.1405 | 3.6149 | 110073.15 | 10644.7
HPWH_panelUpgrade | HPWH + Electric Panel Upgrade |  | 240V Fed. Min. HPWH + Electric Panel Upgrade | SDGE | SDGE | CZ14 | Pre1978 | Std | Mixed-fuel | Mixed-fuel | -1373.75 | 157.391 | 7112.0102 | 9333.7323 | 123.4677 | -311.8263 | 298.4193 | N/A | -5203.6138 | 2550.0697 | 0 | 0.27321 | 9567.02 | 17194.5815 | 1.025 | 1.8422 | N/A | N/A | N/A | N/A | -22.8076 | 23.8323 | N/A | 9457.2 | 1.0132 | 0.7693 | 19.28% | 9928.35 | 576.21 | 6656.4594 | 3.9897 | 134149.05 | 11302.1
HPSH_panelUpgrade | HPSH + Electric Panel Upgrade |  | HPSH + Electric Panel Upgrade | SDGE | SDGE | CZ14 | Pre1978 | Std | Mixed-fuel | Mixed-fuel | -3449.34 | 321.615 | 3952.0255 | 4958.8719 | 5114.3781 | -722.6 | -155.2963 | N/A | -12349.4408 | 4663.6029 | 0 | 0.94046 | 1381.8115 | 18277.6082 | 0.27865 | 3.6858 | N/A | N/A | N/A | N/A | -5.4692 | -25.4483 | N/A | 10073.25 | 2.0314 | 1.2438 | 34.41% | 7195.36 | 529.529 | 4861.4297 | 3.6149 | 110073.15 | 10644.7
HPWH_panelUpgrade | HPWH + Electric Panel Upgrade |  | 240V Fed. Min. HPWH + Electric Panel Upgrade | SCG | SCE | CZ15 | Pre1978 | Std | Mixed-fuel | Mixed-fuel | -686.6 | 128.6739 | 7112.0102 | 9333.7323 | 1555.3677 | -82.5699 | 395.1955 | N/A | -227.2014 | 3465.8663 | 0 | 0.37133 | 10535.1143 | 14931.1542 | 1.1287 | 1.5997 | N/A | N/A | N/A | N/A | -86.1332 | 17.9962 | N/A | 10889.1 | 1.1666 | 0.6842 | 31.57% | 19482.4 | 211.864 | 7911.6637 | 2.1674 | 145021.5 | 20169
HPSH_panelUpgrade | HPSH + Electric Panel Upgrade |  | HPSH + Electric Panel Upgrade | SCG | SCE | CZ15 | Pre1978 | Std | Mixed-fuel | Mixed-fuel | -327.7 | 34.783 | 4103.7175 | 5589.3951 | -4457.1951 | -189.4787 | -57.255 | N/A | -3780.3219 | -2919.1781 | 0 | 0 | -801.8023 | 253.8923 | 0 | 0.045424 | N/A | N/A | N/A | N/A | -21.6579 | -71.6744 | N/A | 1132.2 | 0.20256 | 0.12472 | 6.424% | 12478.2 | 214.899 | 4880.587 | 1.9416 | 103945.95 | 12805.9
HPWH_panelUpgrade | HPWH + Electric Panel Upgrade |  | 240V Fed. Min. HPWH + Electric Panel Upgrade | PGE | PGE | CZ16 | Pre1978 | Std | Mixed-fuel | Mixed-fuel | -1547.4 | 179.714 | 7112.0102 | 9333.7323 | 1488.7677 | -244.2197 | -186.7088 | N/A | -2538.3592 | 4621.0318 | 0 | 0.49509 | -1227.2024 | 6001.1637 | 0 | 0.64295 | N/A | N/A | N/A | N/A | -29.1214 | -38.0915 | N/A | 10822.5 | 1.1595 | 0.89841 | 12.64% | 5474.62 | 1127.66 | 4569.11 | 7.1054 | 176490 | 7022.02
HPSH_panelUpgrade | HPSH + Electric Panel Upgrade |  | HPSH + Electric Panel Upgrade | PGE | PGE | CZ16 | Pre1978 | Std | Mixed-fuel | Mixed-fuel | -7941.05 | 776.352 | 5504.9107 | 6861.7309 | 22253.5691 | -1160.9947 | -699.735 | N/A | -12995.5398 | 18755.5138 | 0 | 2.7334 | -2479.559 | 29824.7013 | 0 | 4.3465 | N/A | N/A | N/A | N/A | -4.7415 | -7.8671 | N/A | 29115.3 | 4.2431 | 3.3774 | 53.13% | 4922.05 | 1006.06 | 3996.7347 | 6.3571 | 152891.4 | 12863.1
HPWH_panelUpgrade | HPWH + Electric Panel Upgrade |  | 240V Fed. Min. HPWH + Electric Panel Upgrade | PGE | PGE | CZ01 | Pre1978 | CARE | Mixed-fuel | Mixed-fuel | -1679.58 | 183.702 | 7112.0102 | 9333.7323 | 822.7677 | -126.5829 | -47.2296 | N/A | -371.1113 | 5663.2736 | 0 | 0.60675 | 1438.0162 | 7567.5725 | 0.15407 | 0.81078 | N/A | N/A | N/A | N/A | -56.1846 | -150.5838 | N/A | 10156.5 | 1.0881 | 0.91276 | 14.65% | 4174.31 | 993.3 | 2709.9789 | 6.23 | 150849 | 5853.89
HPSH_panelUpgrade | HPSH + Electric Panel Upgrade |  | HPSH + Electric Panel Upgrade | PGE | PGE | CZ01 | Pre1978 | CARE | Mixed-fuel | Mixed-fuel | -6169.84 | 663.311 | 6821.1043 | 8335.6376 | 21528.9124 | -222.7447 | -1.7861 | N/A | 4179.8944 | 26687.1785 | 0.50145 | 3.2016 | 9217.3951 | 31989.6835 | 1.1058 | 3.8377 | N/A | N/A | N/A | N/A | -30.623 | -3818.9083 | N/A | 29864.55 | 3.5828 | 2.9894 | 52.88% | 4089.76 | 896.525 | 2496.2198 | 5.6531 | 133943.7 | 10259.6
HPWH_panelUpgrade | HPWH + Electric Panel Upgrade |  | 240V Fed. Min. HPWH + Electric Panel Upgrade | PGE | PGE | CZ02 | Pre1978 | CARE | Mixed-fuel | Mixed-fuel | -1585.59 | 171.969 | 7112.0102 | 9333.7323 | 173.4177 | -133.6222 | -111.2533 | N/A | -789.089 | 4603.4401 | 0 | 0.4932 | -279.1139 | 5140.243 | 0 | 0.55072 | N/A | N/A | N/A | N/A | -53.2247 | -63.9263 | N/A | 9507.15 | 1.0186 | 0.84989 | 21.45% | 4579.75 | 602.664 | 2057.4461 | 3.9619 | 105694.2 | 6165.34
HPSH_panelUpgrade | HPSH + Electric Panel Upgrade |  | HPSH + Electric Panel Upgrade | PGE | PGE | CZ02 | Pre1978 | CARE | Mixed-fuel | Mixed-fuel | -3301.17 | 335.532 | 3876.1794 | 4678.4186 | 8408.4814 | -212.828 | -114.8837 | N/A | -310.6131 | 10606.0212 | 0 | 2.267 | 1922.3594 | 12956.4622 | 0.4109 | 2.7694 | N/A | N/A | N/A | N/A | -18.2127 | -33.74 | N/A | 13086.9 | 2.7973 | 1.4107 | 38.4% | 4228.97 | 557.892 | 1856.2983 | 3.6742 | 95704.2 | 7530.14
HPWH_panelUpgrade | HPWH + Electric Panel Upgrade |  | 240V Fed. Min. HPWH + Electric Panel Upgrade | PGE | PGE | CZ03 | Pre1978 | CARE | Mixed-fuel | Mixed-fuel | -1361.3 | 169.874 | 7112.0102 | 9333.7323 | 1572.0177 | -82.6596 | -36.6643 | N/A | 304.9186 | 5591.6415 | 0.032668 | 0.59908 | 1353.5383 | 6695.4252 | 0.14502 | 0.71734 | N/A | N/A | N/A | N/A | -86.0397 | -193.9765 | N/A | 10905.75 | 1.1684 | 0.86697 | 25.97% | 3859.86 | 504.461 | 1694.984 | 3.3378 | 89327.25 | 5221.16
HPSH_panelUpgrade | HPSH + Electric Panel Upgrade |  | HPSH + Electric Panel Upgrade | PGE | PGE | CZ03 | Pre1978 | CARE | Mixed-fuel | Mixed-fuel | -2213.66 | 253.301 | 3724.4874 | 4120.6188 | 7123.6812 | -53.8894 | -10.6753 | N/A | 2189.0817 | 10531.7269 | 0.53125 | 2.5559 | 3174.2928 | 11568.7663 | 0.77034 | 2.8075 | N/A | N/A | N/A | N/A | -69.1136 | -348.8883 | N/A | 11244.3 | 2.7288 | 1.0918 | 34.66% | 3795.78 | 473.808 | 1614.1669 | 3.1503 | 83272.2 | 6009.44
HPWH_panelUpgrade | HPWH + Electric Panel Upgrade |  | 240V Fed. Min. HPWH + Electric Panel Upgrade | PGE | PGE | CZ04 | Pre1978 | CARE | Mixed-fuel | Mixed-fuel | -1460.17 | 165.567 | 7112.0102 | 9333.7323 | 556.3677 | -113.6661 | -66.8739 | N/A | -435.0848 | 4733.0131 | 0 | 0.50709 | 631.7016 | 5855.9192 | 0.067679 | 0.62739 | N/A | N/A | N/A | N/A | -62.5693 | -106.3495 | N/A | 9890.1 | 1.0596 | 0.82286 | 21.32% | 6721.43 | 571.609 | 2697.7454 | 3.859 | 115700.85 | 8181.6
HPSH_panelUpgrade | HPSH + Electric Panel Upgrade |  | HPSH + Electric Panel Upgrade | PGE | PGE | CZ04 | Pre1978 | CARE | Mixed-fuel | Mixed-fuel | -3036.27 | 313.439 | 3876.1794 | 4678.4186 | 8125.4314 | -175.1482 | -69.979 | N/A | 241.3203 | 10447.6838 | 0.051582 | 2.2332 | 2639.0093 | 12971.5064 | 0.56408 | 2.7726 | N/A | N/A | N/A | N/A | -22.1309 | -55.3906 | N/A | 12803.85 | 2.7368 | 1.3005 | 36.54% | 5553.85 | 529.443 | 2235.0853 | 3.5594 | 100998.9 | 8590.12
HPSH_panelUpgrade | HPSH + Electric Panel Upgrade |  | HPSH + Electric Panel Upgrade | CPAU | CPAU | CZ04 | Pre1978 | CARE | Mixed-fuel | Mixed-fuel | -3036.27 | 313.439 | 3876.1794 | 4678.4186 | 8125.4314 | 0 | 0 | N/A | 0 | 0 | 0 | 0 | 0 | 0 | 0 | 0 | N/A | N/A | N/A | N/A | #DIV/0! | #DIV/0! | N/A | 12803.85 | 2.7368 | 1.3005 | 36.54% | 5553.85 | 529.443 | 0 | 3.5594 | 100998.9 | 8590.12
HPSH_panelUpgrade | HPSH + Electric Panel Upgrade |  | HPSH + Electric Panel Upgrade | CPAU | CPAU | CZ04 | Pre1978 | CARE | Mixed-fuel | Mixed-fuel | -3036.27 | 313.439 | 3876.1794 | 4678.4186 | 8125.4314 | 0 | 0 | N/A | 0 | 0 | 0 | 0 | 0 | 0 | 0 | 0 | N/A | N/A | N/A | N/A | #DIV/0! | #DIV/0! | N/A | 12803.85 | 2.7368 | 1.3005 | 36.54% | 5553.85 | 529.443 | 0 | 3.5594 | 100998.9 | 8590.12
HPWH_panelUpgrade | HPWH + Electric Panel Upgrade |  | 240V Fed. Min. HPWH + Electric Panel Upgrade | PGE | PGE | CZ05 | Pre1978 | CARE | Mixed-fuel | Mixed-fuel | -1391 | 170.646 | 7112.0102 | 9333.7323 | 1472.1177 | -90.8707 | -41.8241 | N/A | 123.2983 | 5413.898 | 0.01321 | 0.58004 | 1241.483 | 6590.9063 | 0.13301 | 0.70614 | N/A | N/A | N/A | N/A | -78.2652 | -170.0459 | N/A | 10805.85 | 1.1577 | 0.86705 | 27.01% | 3853.91 | 483.15 | 1645.3553 | 3.2099 | 86197.05 | 5244.91
HPSH_panelUpgrade | HPSH + Electric Panel Upgrade |  | HPSH + Electric Panel Upgrade | PGE | PGE | CZ05 | Pre1978 | CARE | Mixed-fuel | Mixed-fuel | -2264.62 | 233.171 | 3800.3334 | 4397.9653 | 5120.2847 | -104.0785 | -60.7401 | N/A | 734.6223 | 8253.9334 | 0.16704 | 1.8768 | 1722.6687 | 9293.9573 | 0.3917 | 2.1132 | N/A | N/A | N/A | N/A | -36.5141 | -62.5671 | N/A | 9518.25 | 2.1642 | 0.98449 | 32.45% | 3790.86 | 454.432 | 1570.7311 | 3.0341 | 80547.15 | 6055.48
HPWH_panelUpgrade | HPWH + Electric Panel Upgrade |  | 240V Fed. Min. HPWH + Electric Panel Upgrade | SCG | PGE | CZ05 | Pre1978 | CARE | Mixed-fuel | Mixed-fuel | -1391 | 170.646 | 7112.0102 | 9333.7323 | 1472.1177 | -128.7422 | -79.6956 | N/A | -1017.8967 | 3543.9476 | 0 | 0.37969 | 100.2881 | 4720.9559 | 0.010745 | 0.5058 | N/A | N/A | N/A | N/A | -55.2422 | -89.2397 | N/A | 10805.85 | 1.1577 | 0.86705 | 27.01% | 3853.91 | 483.15 | 1558.9721 | 3.2099 | 86197.05 | 5244.91
HPSH_panelUpgrade | HPSH + Electric Panel Upgrade |  | HPSH + Electric Panel Upgrade | SCG | PGE | CZ05 | Pre1978 | CARE | Mixed-fuel | Mixed-fuel | -2264.62 | 233.171 | 3800.3334 | 4397.9653 | 5120.2847 | -175.0614 | -131.723 | N/A | -1404.3285 | 4749.0705 | 0 | 1.0798 | -416.2821 | 5789.0944 | 0 | 1.3163 | N/A | N/A | N/A | N/A | -21.7086 | -28.8509 | N/A | 9518.25 | 2.1642 | 0.98449 | 32.45% | 3790.86 | 454.432 | 1491.4522 | 3.0341 | 80547.15 | 6055.48
HPWH_panelUpgrade | HPWH + Electric Panel Upgrade |  | 240V Fed. Min. HPWH + Electric Panel Upgrade | SCG | SCE | CZ06 | Pre1978 | CARE | Mixed-fuel | Mixed-fuel | -1016.45 | 156.894 | 7112.0102 | 9333.7323 | 2704.2177 | -56.8034 | -118.0204 | N/A | 326.4744 | 3994.9586 | 0.034978 | 0.42801 | -1052.5216 | 2525.8894 | 0 | 0.27062 | N/A | N/A | N/A | N/A | -125.204 | -60.2609 | N/A | 12037.95 | 1.2897 | 0.83038 | 42.69% | 4653.4 | 265.529 | 1330.6891 | 1.945 | 63419.85 | 5669.85
HPSH_panelUpgrade | HPSH + Electric Panel Upgrade |  | HPSH + Electric Panel Upgrade | SCG | SCE | CZ06 | Pre1978 | CARE | Mixed-fuel | Mixed-fuel | -403.06 | 57.527 | 3800.3334 | 4397.9653 | -1018.0153 | -23.4316 | -102.3678 | N/A | 91.8895 | 1505.2034 | 0.020894 | 0.34225 | -1686.2553 | -389.0861 | 0 | 0 | N/A | N/A | N/A | N/A | -162.1885 | -37.1243 | N/A | 3379.95 | 0.76853 | 0.24515 | 12.71% | 4207.28 | 265.899 | 1194.2819 | 1.9286 | 60356.25 | 4610.34
HPWH_panelUpgrade | HPWH + Electric Panel Upgrade |  | 240V Fed. Min. HPWH + Electric Panel Upgrade | SDGE | SDGE | CZ07 | Pre1978 | CARE | Mixed-fuel | Mixed-fuel | -995.18 | 155.3352 | 7112.0102 | 9333.7323 | 2820.7677 | -34.5494 | 60.2547 | N/A | 947.1741 | 6804.7422 | 0.10148 | 0.72905 | 3241.8512 | 9079.8258 | 0.34733 | 0.9728 | N/A | N/A | N/A | N/A | -205.8505 | 118.0324 | N/A | 12154.5 | 1.3022 | 0.82334 | 43.72% | 5024.4 | 252.409 | 1967.9293 | 1.8832 | 65567.7 | 6019.58
HPSH_panelUpgrade | HPSH + Electric Panel Upgrade |  | HPSH + Electric Panel Upgrade | SDGE | SDGE | CZ07 | Pre1978 | CARE | Mixed-fuel | Mixed-fuel | -317.23 | 47.378 | 3800.3334 | 4397.9653 | -1001.3653 | -44.1343 | 17.6852 | N/A | -485.2038 | 1436.5581 | 0 | 0.32664 | 1011.1023 | 2920.0878 | 0.2299 | 0.66396 | N/A | N/A | N/A | N/A | -86.1083 | 214.8875 | N/A | 3396.6 | 0.77231 | 0.20935 | 11.2% | 4428.17 | 254.191 | 1712.2583 | 1.8685 | 61421.85 | 4745.4
HPWH_panelUpgrade | HPWH + Electric Panel Upgrade |  | 240V Fed. Min. HPWH + Electric Panel Upgrade | SCG | SCE | CZ08 | Pre1978 | CARE | Mixed-fuel | Mixed-fuel | -964.17 | 152.4 | 7112.0102 | 9333.7323 | 2454.4677 | -64.4102 | -20.9418 | N/A | 96.5574 | 3617.0338 | 0.010345 | 0.38752 | 1075.7417 | 4660.1764 | 0.11525 | 0.49928 | N/A | N/A | N/A | N/A | -110.4175 | -339.6082 | N/A | 11788.2 | 1.263 | 0.80407 | 38.05% | 7574.97 | 276.627 | 2222.5453 | 2.1134 | 81751.5 | 8539.14
HPSH_panelUpgrade | HPSH + Electric Panel Upgrade |  | HPSH + Electric Panel Upgrade | SCG | SCE | CZ08 | Pre1978 | CARE | Mixed-fuel | Mixed-fuel | -610.1 | 70.531 | 3952.0255 | 4958.8719 | -1684.3719 | -61.1452 | -78.746 | N/A | -610.821 | 1090.0527 | 0 | 0.21982 | -1007.3012 | 667.6752 | 0 | 0.13464 | N/A | N/A | N/A | N/A | -64.6334 | -50.187 | N/A | 3274.5 | 0.66033 | 0.28647 | 14.07% | 5765.82 | 274.227 | 1666.3791 | 2.0357 | 70440.6 | 6375.92
HPWH_panelUpgrade | HPWH + Electric Panel Upgrade |  | 240V Fed. Min. HPWH + Electric Panel Upgrade | SCG | SCE | CZ09 | Pre1978 | CARE | Mixed-fuel | Mixed-fuel | -998.8 | 153.539 | 7112.0102 | 9333.7323 | 2371.2177 | -56.4612 | -73.9467 | N/A | 316.3024 | 3943.5189 | 0.033888 | 0.4225 | -77.5819 | 3523.9069 | 0 | 0.37755 | N/A | N/A | N/A | N/A | -125.9628 | -96.1775 | N/A | 11704.95 | 1.254 | 0.80548 | 34.69% | 7413.7 | 310.939 | 2190.7457 | 2.3222 | 85864.05 | 8412.5
HPSH_panelUpgrade | HPSH + Electric Panel Upgrade |  | HPSH + Electric Panel Upgrade | SCG | SCE | CZ09 | Pre1978 | CARE | Mixed-fuel | Mixed-fuel | -878.81 | 99.228 | 3952.0255 | 4958.8719 | -574.3719 | -96.6337 | -127.6484 | N/A | -1089.6398 | 1308.0241 | 0 | 0.26377 | -1788.2874 | 563.7423 | 0 | 0.11368 | N/A | N/A | N/A | N/A | -40.897 | -30.9602 | N/A | 4384.5 | 0.88417 | 0.39597 | 17.86% | 5692.88 | 304.012 | 1653.8631 | 2.2165 | 74031.45 | 6571.69
HPWH_panelUpgrade | HPWH + Electric Panel Upgrade |  | 240V Fed. Min. HPWH + Electric Panel Upgrade | SCG | SCE | CZ10 | Pre1978 | CARE | Mixed-fuel | Mixed-fuel | -995.13 | 151.685 | 7112.0102 | 9333.7323 | 2154.7677 | -59.2769 | -42.4167 | N/A | 244.868 | 3849.2358 | 0.026235 | 0.4124 | 624.6669 | 4253.8424 | 0.066926 | 0.45575 | N/A | N/A | N/A | N/A | -119.9795 | -167.6701 | N/A | 11488.5 | 1.2309 | 0.79281 | 33.85% | 8732.57 | 308.062 | 2553.2422 | 2.3424 | 92623.95 | 9727.7
HPSH_panelUpgrade | HPSH + Electric Panel Upgrade |  | HPSH + Electric Panel Upgrade | SCG | SCE | CZ10 | Pre1978 | CARE | Mixed-fuel | Mixed-fuel | -903.94 | 98.216 | 3952.0255 | 4958.8719 | -1007.2719 | -77.3259 | -125.919 | N/A | -675.9783 | 1700.3922 | 0 | 0.3429 | -1770.6056 | 534.2661 | 0 | 0.10774 | N/A | N/A | N/A | N/A | -51.1087 | -31.3855 | N/A | 3951.6 | 0.79687 | 0.39102 | 17.6% | 6443.2 | 301.126 | 1846.2216 | 2.2214 | 77761.05 | 7347.14
HPWH_panelUpgrade | HPWH + Electric Panel Upgrade |  | 240V Fed. Min. HPWH + Electric Panel Upgrade | SDGE | SDGE | CZ10 | Pre1978 | CARE | Mixed-fuel | Mixed-fuel | -995.13 | 151.685 | 7112.0102 | 9333.7323 | 2154.7677 | -52.8791 | 303.8606 | N/A | 488.7057 | 6301.4836 | 0.052359 | 0.67513 | 9123.3798 | 14862.4288 | 0.97746 | 1.5923 | N/A | N/A | N/A | N/A | -134.4956 | 23.4055 | N/A | 11488.5 | 1.2309 | 0.79281 | 33.85% | 8732.57 | 308.062 | 3553.8077 | 2.3424 | 92623.95 | 9727.7
HPSH_panelUpgrade | HPSH + Electric Panel Upgrade |  | HPSH + Electric Panel Upgrade | SDGE | SDGE | CZ10 | Pre1978 | CARE | Mixed-fuel | Mixed-fuel | -903.94 | 98.216 | 3952.0255 | 4958.8719 | -1007.2719 | -93.1195 | 107.9767 | N/A | -1025.2983 | 3024.3206 | 0 | 0.60988 | 3842.1146 | 7850.172 | 0.7748 | 1.5831 | N/A | N/A | N/A | N/A | -42.4404 | 36.6007 | N/A | 3951.6 | 0.79687 | 0.39102 | 17.6% | 6443.2 | 301.126 | 2592.3291 | 2.2214 | 77761.05 | 7347.14
HPWH_panelUpgrade | HPWH + Electric Panel Upgrade |  | 240V Fed. Min. HPWH + Electric Panel Upgrade | PGE | PGE | CZ11 | Pre1978 | CARE | Mixed-fuel | Mixed-fuel | -1263.5 | 156.137 | 7112.0102 | 9333.7323 | 756.1677 | -69.9577 | 48.1783 | N/A | 484.7117 | 5516.5881 | 0.051931 | 0.59104 | 3178.0219 | 8351.5833 | 0.34049 | 0.89477 | N/A | N/A | N/A | N/A | -101.6616 | 147.6185 | N/A | 10089.9 | 1.081 | 0.77867 | 19.07% | 10649.5 | 580.711 | 3891.2747 | 4.0832 | 140742.45 | 11913
HPSH_panelUpgrade | HPSH + Electric Panel Upgrade |  | HPSH + Electric Panel Upgrade | PGE | PGE | CZ11 | Pre1978 | CARE | Mixed-fuel | Mixed-fuel | -3083.18 | 329.569 | 4027.8715 | 5274.1335 | 9000.4665 | -33.7724 | -39.1082 | N/A | 3787.2314 | 14957.1444 | 0.71808 | 2.8359 | 3665.5825 | 14829.096 | 0.69501 | 2.8117 | N/A | N/A | N/A | N/A | -119.2653 | -102.9929 | N/A | 14274.6 | 2.7065 | 1.3727 | 37.16% | 7638.02 | 536.266 | 2851.4912 | 3.6938 | 114574.2 | 10721.2
HPWH_panelUpgrade | HPWH + Electric Panel Upgrade |  | 240V Fed. Min. HPWH + Electric Panel Upgrade | PGE | PGE | CZ12 | Pre1978 | CARE | Mixed-fuel | Mixed-fuel | -1371.26 | 163.216 | 7112.0102 | 9333.7323 | 856.0677 | -88.0545 | -71.1143 | N/A | 154.2791 | 5366.5249 | 0.016529 | 0.57496 | 540.4885 | 5773.0514 | 0.057907 | 0.61851 | N/A | N/A | N/A | N/A | -80.7683 | -100.0082 | N/A | 10189.8 | 1.0917 | 0.81498 | 20.69% | 7431.3 | 577.266 | 2901.7674 | 3.9388 | 121228.65 | 8802.56
HPSH_panelUpgrade | HPSH + Electric Panel Upgrade |  | HPSH + Electric Panel Upgrade | PGE | PGE | CZ12 | Pre1978 | CARE | Mixed-fuel | Mixed-fuel | -3019.13 | 320.741 | 3952.0255 | 4958.8719 | 8860.6281 | -67.1246 | -99.5558 | N/A | 2849.4801 | 13543.0635 | 0.57462 | 2.7311 | 2110.1017 | 12764.7891 | 0.42552 | 2.5741 | N/A | N/A | N/A | N/A | -58.8759 | -39.6966 | N/A | 13819.5 | 2.7868 | 1.3495 | 37.39% | 5814.88 | 534.378 | 2295.3625 | 3.6088 | 103396.5 | 8834.01
HPWH_panelUpgrade | HPWH + Electric Panel Upgrade |  | 240V Fed. Min. HPWH + Electric Panel Upgrade | PGE | SMUD | CZ12 | Pre1978 | CARE | Mixed-fuel | Mixed-fuel | -1371.26 | 163.216 | 7112.0102 | 9333.7323 | 856.0677 | 294.7242 | 294.7242 | N/A | 8881.0178 | 14552.3449 | 0.9515 | 1.5591 | 8881.0178 | 14552.3449 | 0.9515 | 1.5591 | N/A | N/A | N/A | N/A | 24.1311 | 24.1311 | N/A | 10189.8 | 1.0917 | 0.81498 | 20.69% | 7431.3 | 577.266 | 984.302 | 3.9388 | 121228.65 | 8802.56
HPSH_panelUpgrade | HPSH + Electric Panel Upgrade |  | HPSH + Electric Panel Upgrade | PGE | SMUD | CZ12 | Pre1978 | CARE | Mixed-fuel | Mixed-fuel | -3019.13 | 320.741 | 3952.0255 | 4958.8719 | 8860.6281 | 597.1177 | 597.1177 | N/A | 17993.1399 | 29483.3751 | 3.6285 | 5.9456 | 17993.1399 | 29483.3751 | 3.6285 | 5.9456 | N/A | N/A | N/A | N/A | 6.6185 | 6.6185 | N/A | 13819.5 | 2.7868 | 1.3495 | 37.39% | 5814.88 | 534.378 | 897.7528 | 3.6088 | 103396.5 | 8834.01
HPWH_panelUpgrade | HPWH + Electric Panel Upgrade |  | 240V Fed. Min. HPWH + Electric Panel Upgrade | PGE | PGE | CZ13 | Pre1978 | CARE | Mixed-fuel | Mixed-fuel | -1178.3 | 152.946 | 7112.0102 | 9333.7323 | 1022.5677 | -63.3905 | 109.4657 | N/A | 513.1944 | 5254.7097 | 0.054983 | 0.56298 | 4454.0378 | 9402.8663 | 0.4772 | 1.0074 | N/A | N/A | N/A | N/A | -112.1936 | 64.9702 | N/A | 10356.3 | 1.1096 | 0.77259 | 22.57% | 11995.4 | 460.78 | 4063.1608 | 3.4238 | 134981.55 | 13173.7
HPSH_panelUpgrade | HPSH + Electric Panel Upgrade |  | HPSH + Electric Panel Upgrade | PGE | PGE | CZ13 | Pre1978 | CARE | Mixed-fuel | Mixed-fuel | -2155.21 | 229.762 | 4027.8715 | 5274.1335 | 4349.5665 | -1.7358 | -20.4731 | N/A | 3086.0734 | 10772.9039 | 0.58513 | 2.0426 | 2658.8942 | 10323.2524 | 0.50414 | 1.9573 | N/A | N/A | N/A | N/A | -2320.4236 | -196.7399 | N/A | 9623.7 | 1.8247 | 0.95225 | 30.6% | 8355.39 | 433.425 | 2869.0218 | 3.1122 | 107409.15 | 10510.6
HPWH_panelUpgrade | HPWH + Electric Panel Upgrade |  | 240V Fed. Min. HPWH + Electric Panel Upgrade | SCG | SCE | CZ14 | Pre1978 | CARE | Mixed-fuel | Mixed-fuel | -1373.75 | 157.391 | 7112.0102 | 9333.7323 | 123.4677 | -149.2805 | -10.9931 | N/A | -1580.8945 | 2362.2346 | 0 | 0.25309 | 1534.2157 | 5680.8174 | 0.16437 | 0.60863 | N/A | N/A | N/A | N/A | -47.6419 | -646.9509 | N/A | 9457.2 | 1.0132 | 0.7693 | 19.28% | 9928.35 | 576.21 | 3341.8181 | 3.9897 | 134149.05 | 11302.1
HPSH_panelUpgrade | HPSH + Electric Panel Upgrade |  | HPSH + Electric Panel Upgrade | SCG | SCE | CZ14 | Pre1978 | CARE | Mixed-fuel | Mixed-fuel | -3449.34 | 321.615 | 3952.0255 | 4958.8719 | 5114.3781 | -321.3513 | -148.647 | N/A | -3281.0147 | 5492.5454 | 0 | 1.1076 | 609.3825 | 9637.0553 | 0.12289 | 1.9434 | N/A | N/A | N/A | N/A | -12.2981 | -26.5866 | N/A | 10073.25 | 2.0314 | 1.2438 | 34.41% | 7195.36 | 529.529 | 2440.1319 | 3.6149 | 110073.15 | 10644.7
HPWH_panelUpgrade | HPWH + Electric Panel Upgrade |  | 240V Fed. Min. HPWH + Electric Panel Upgrade | SDGE | SDGE | CZ14 | Pre1978 | CARE | Mixed-fuel | Mixed-fuel | -1373.75 | 157.391 | 7112.0102 | 9333.7323 | 123.4677 | -147.5022 | 249.1574 | N/A | -1719.4462 | 4382.3608 | 0 | 0.46952 | 7881.4658 | 13901.2935 | 0.84441 | 1.4894 | N/A | N/A | N/A | N/A | -48.2163 | 28.5442 | N/A | 9457.2 | 1.0132 | 0.7693 | 19.28% | 9928.35 | 576.21 | 4477.1793 | 3.9897 | 134149.05 | 11302.1
HPSH_panelUpgrade | HPSH + Electric Panel Upgrade |  | HPSH + Electric Panel Upgrade | SDGE | SDGE | CZ14 | Pre1978 | CARE | Mixed-fuel | Mixed-fuel | -3449.34 | 321.615 | 3952.0255 | 4958.8719 | 5114.3781 | -348.1321 | 20.6154 | N/A | -4364.1928 | 9033.404 | 0 | 1.8217 | 4561.1212 | 17882.5075 | 0.91979 | 3.6062 | N/A | N/A | N/A | N/A | -11.3521 | 191.703 | N/A | 10073.25 | 2.0314 | 1.2438 | 34.41% | 7195.36 | 529.529 | 3292.6407 | 3.6149 | 110073.15 | 10644.7
HPWH_panelUpgrade | HPWH + Electric Panel Upgrade |  | 240V Fed. Min. HPWH + Electric Panel Upgrade | SCG | SCE | CZ15 | Pre1978 | CARE | Mixed-fuel | Mixed-fuel | -686.6 | 128.6739 | 7112.0102 | 9333.7323 | 1555.3677 | -31.9341 | 290.5576 | N/A | 563.8303 | 3514.6421 | 0.060408 | 0.37655 | 7828.3934 | 11253.7114 | 0.83872 | 1.2057 | N/A | N/A | N/A | N/A | -222.709 | 24.4771 | N/A | 10889.1 | 1.1666 | 0.6842 | 31.57% | 19482.4 | 211.864 | 5325.2867 | 2.1674 | 145021.5 | 20169
HPSH_panelUpgrade | HPSH + Electric Panel Upgrade |  | HPSH + Electric Panel Upgrade | SCG | SCE | CZ15 | Pre1978 | CARE | Mixed-fuel | Mixed-fuel | -327.7 | 34.783 | 4103.7175 | 5589.3951 | -4457.1951 | -120.7009 | -31.4499 | N/A | -2334.8406 | -1615.0733 | 0 | 0 | -324.3399 | 526.7492 | 0 | 0.094241 | N/A | N/A | N/A | N/A | -33.9991 | -130.4845 | N/A | 1132.2 | 0.20256 | 0.12472 | 6.424% | 12478.2 | 214.899 | 3279.8139 | 1.9416 | 103945.95 | 12805.9
HPWH_panelUpgrade | HPWH + Electric Panel Upgrade |  | 240V Fed. Min. HPWH + Electric Panel Upgrade | PGE | PGE | CZ16 | Pre1978 | CARE | Mixed-fuel | Mixed-fuel | -1547.4 | 179.714 | 7112.0102 | 9333.7323 | 1488.7677 | -101.0559 | -63.6738 | N/A | 88.3657 | 5852.03 | 0.0094674 | 0.62698 | 940.6176 | 6749.1157 | 0.10078 | 0.72309 | N/A | N/A | N/A | N/A | -70.377 | -111.6945 | N/A | 10822.5 | 1.1595 | 0.89841 | 12.64% | 5474.62 | 1127.66 | 3288.9045 | 7.1054 | 176490 | 7022.02
HPSH_panelUpgrade | HPSH + Electric Panel Upgrade |  | HPSH + Electric Panel Upgrade | PGE | PGE | CZ16 | Pre1978 | CARE | Mixed-fuel | Mixed-fuel | -7941.05 | 776.352 | 5504.9107 | 6861.7309 | 22253.5691 | -497.7956 | -197.9768 | N/A | -707.3296 | 24873.3941 | 0 | 3.6249 | 6128.0579 | 32068.366 | 0.89308 | 4.6735 | N/A | N/A | N/A | N/A | -11.0586 | -27.8058 | N/A | 29115.3 | 4.2431 | 3.3774 | 53.13% | 4922.05 | 1006.06 | 2873.9978 | 6.3571 | 152891.4 | 12863.1
HPSH_panelUpgrade | HPSH + Electric Panel Upgrade |  | HPSH + Electric Panel Upgrade | PGE | PGE | CZ01 | 1978-1991 | Std | Mixed-fuel | Mixed-fuel | -4926.96 | 532.106 | 6821.1043 | 8335.6376 | 15801.3124 | -498.142 | -303.6296 | N/A | -2033.4495 | 20304.1036 | 0 | 2.4358 | 2401.1204 | 24971.9598 | 0.28805 | 2.9958 | N/A | N/A | N/A | N/A | -13.6931 | -22.4652 | N/A | 24136.95 | 2.8956 | 2.3971 | 49.23% | 3961.11 | 765.32 | 3084.3318 | 4.869 | 117709.95 | 8888.07
HPSH_panelUpgrade | HPSH + Electric Panel Upgrade |  | HPSH + Electric Panel Upgrade | PGE | PGE | CZ01 | 1978-1991 | Std | Mixed-fuel | Mixed-fuel | -4926.96 | 532.106 | 6821.1043 | 8335.6376 | 15801.3124 | -498.142 | -303.6296 | N/A | -2033.4495 | 20304.1036 | 0 | 2.4358 | 2401.1204 | 24971.9598 | 0.28805 | 2.9958 | N/A | N/A | N/A | N/A | -13.6931 | -22.4652 | N/A | 24136.95 | 2.8956 | 2.3971 | 49.23% | 3961.11 | 765.32 | 3084.3318 | 4.869 | 117709.95 | 8888.07
HPSH_panelUpgrade | HPSH + Electric Panel Upgrade |  | HPSH + Electric Panel Upgrade | PGE | PGE | CZ02 | 1978-1991 | Std | Mixed-fuel | Mixed-fuel | -2501.05 | 256.955 | 3876.1794 | 4678.4186 | 5494.7314 | -367.6549 | -309.3013 | N/A | -4080.6088 | 6059.4759 | 0 | 1.2952 | -2750.241 | 7459.8294 | 0 | 1.5945 | N/A | N/A | N/A | N/A | -10.543 | -12.5321 | N/A | 10173.15 | 2.1745 | 1.0793 | 33.8% | 3965.45 | 479.315 | 2339.1321 | 3.1935 | 84731.85 | 6466.5
HPSH_panelUpgrade | HPSH + Electric Panel Upgrade |  | HPSH + Electric Panel Upgrade | PGE | PGE | CZ02 | 1978-1991 | Std | Mixed-fuel | Mixed-fuel | -2501.05 | 256.955 | 3876.1794 | 4678.4186 | 5494.7314 | -367.6549 | -309.3013 | N/A | -4080.6088 | 6059.4759 | 0 | 1.2952 | -2750.241 | 7459.8294 | 0 | 1.5945 | N/A | N/A | N/A | N/A | -10.543 | -12.5321 | N/A | 10173.15 | 2.1745 | 1.0793 | 33.8% | 3965.45 | 479.315 | 2339.1321 | 3.1935 | 84731.85 | 6466.5
HPSH_panelUpgrade | HPSH + Electric Panel Upgrade |  | HPSH + Electric Panel Upgrade | PGE | PGE | CZ03 | 1978-1991 | Std | Mixed-fuel | Mixed-fuel | -1632.25 | 187.262 | 3724.4874 | 4120.6188 | 4176.6312 | -138.3221 | -138.9922 | N/A | -26.9374 | 7498.3836 | 0 | 1.8197 | -42.2139 | 7482.3035 | 0 | 1.8158 | N/A | N/A | N/A | N/A | -26.9262 | -26.7964 | N/A | 8297.25 | 2.0136 | 0.80245 | 29.16% | 3704.55 | 407.769 | 2127.2938 | 2.7522 | 74697.45 | 5336.8
HPSH_panelUpgrade | HPSH + Electric Panel Upgrade |  | HPSH + Electric Panel Upgrade | PGE | PGE | CZ03 | 1978-1991 | Std | Mixed-fuel | Mixed-fuel | -1632.25 | 187.262 | 3724.4874 | 4120.6188 | 4176.6312 | -138.3221 | -138.9922 | N/A | -26.9374 | 7498.3836 | 0 | 1.8197 | -42.2139 | 7482.3035 | 0 | 1.8158 | N/A | N/A | N/A | N/A | -26.9262 | -26.7964 | N/A | 8297.25 | 2.0136 | 0.80245 | 29.16% | 3704.55 | 407.769 | 2127.2938 | 2.7522 | 74697.45 | 5336.8
HPSH_panelUpgrade | HPSH + Electric Panel Upgrade |  | HPSH + Electric Panel Upgrade | PGE | PGE | CZ04 | 1978-1991 | Std | Mixed-fuel | Mixed-fuel | -2250.12 | 234.783 | 3876.1794 | 4678.4186 | 5050.7314 | -314.6722 | -254.7768 | N/A | -3255.7537 | 6005.5593 | 0 | 1.2837 | -1890.2338 | 7442.9142 | 0 | 1.5909 | N/A | N/A | N/A | N/A | -12.3181 | -15.214 | N/A | 9729.15 | 2.0796 | 0.97261 | 31.68% | 4998.18 | 450.787 | 2792.6126 | 3.0697 | 88183.95 | 7248.3
HPSH_panelUpgrade | HPSH + Electric Panel Upgrade |  | HPSH + Electric Panel Upgrade | PGE | PGE | CZ04 | 1978-1991 | Std | Mixed-fuel | Mixed-fuel | -2250.12 | 234.783 | 3876.1794 | 4678.4186 | 5050.7314 | -314.6722 | -254.7768 | N/A | -3255.7537 | 6005.5593 | 0 | 1.2837 | -1890.2338 | 7442.9142 | 0 | 1.5909 | N/A | N/A | N/A | N/A | -12.3181 | -15.214 | N/A | 9729.15 | 2.0796 | 0.97261 | 31.68% | 4998.18 | 450.787 | 2792.6126 | 3.0697 | 88183.95 | 7248.3
HPSH_panelUpgrade | HPSH + Electric Panel Upgrade |  | HPSH + Electric Panel Upgrade | CPAU | CPAU | CZ04 | 1978-1991 | Std | Mixed-fuel | Mixed-fuel | -2250.12 | 234.783 | 3876.1794 | 4678.4186 | 5050.7314 | -117.4861 | -117.4861 | N/A | 509.7511 | 8211.743 | 0.10896 | 1.7552 | 509.7511 | 8211.743 | 0.10896 | 1.7552 | N/A | N/A | N/A | N/A | -32.9927 | -32.9927 | N/A | 9729.15 | 2.0796 | 0.97261 | 31.68% | 4998.18 | 450.787 | 1863.3323 | 3.0697 | 88183.95 | 7248.3
HPSH_panelUpgrade | HPSH + Electric Panel Upgrade |  | HPSH + Electric Panel Upgrade | CPAU | CPAU | CZ04 | 1978-1991 | Std | Mixed-fuel | Mixed-fuel | -2250.12 | 234.783 | 3876.1794 | 4678.4186 | 5050.7314 | -117.4861 | -117.4861 | N/A | 509.7511 | 8211.743 | 0.10896 | 1.7552 | 509.7511 | 8211.743 | 0.10896 | 1.7552 | N/A | N/A | N/A | N/A | -32.9927 | -32.9927 | N/A | 9729.15 | 2.0796 | 0.97261 | 31.68% | 4998.18 | 450.787 | 1863.3323 | 3.0697 | 88183.95 | 7248.3
HPSH_panelUpgrade | HPSH + Electric Panel Upgrade |  | HPSH + Electric Panel Upgrade | PGE | PGE | CZ05 | 1978-1991 | Std | Mixed-fuel | Mixed-fuel | -1644.42 | 168.939 | 3800.3334 | 4397.9653 | 2411.8847 | -184.5029 | -187.9438 | N/A | -1428.6469 | 5183.1124 | 0 | 1.1785 | -1507.0929 | 5100.5396 | 0 | 1.1597 | N/A | N/A | N/A | N/A | -20.5977 | -20.2206 | N/A | 6809.85 | 1.5484 | 0.70742 | 26.72% | 3702.88 | 390.2 | 2079.9742 | 2.6474 | 72310.95 | 5347.3
HPSH_panelUpgrade | HPSH + Electric Panel Upgrade |  | HPSH + Electric Panel Upgrade | PGE | PGE | CZ05 | 1978-1991 | Std | Mixed-fuel | Mixed-fuel | -1644.42 | 168.939 | 3800.3334 | 4397.9653 | 2411.8847 | -184.5029 | -187.9438 | N/A | -1428.6469 | 5183.1124 | 0 | 1.1785 | -1507.0929 | 5100.5396 | 0 | 1.1597 | N/A | N/A | N/A | N/A | -20.5977 | -20.2206 | N/A | 6809.85 | 1.5484 | 0.70742 | 26.72% | 3702.88 | 390.2 | 2079.9742 | 2.6474 | 72310.95 | 5347.3
HPSH_panelUpgrade | HPSH + Electric Panel Upgrade |  | HPSH + Electric Panel Upgrade | SCG | PGE | CZ05 | 1978-1991 | Std | Mixed-fuel | Mixed-fuel | -1644.42 | 168.939 | 3800.3334 | 4397.9653 | 2411.8847 | -251.9639 | -255.4048 | N/A | -3461.4692 | 1852.1506 | 0 | 0.42114 | -3539.9152 | 1769.5777 | 0 | 0.40236 | N/A | N/A | N/A | N/A | -15.0828 | -14.8797 | N/A | 6809.85 | 1.5484 | 0.70742 | 26.72% | 3702.88 | 390.2 | 2001.5129 | 2.6474 | 72310.95 | 5347.3
HPSH_panelUpgrade | HPSH + Electric Panel Upgrade |  | HPSH + Electric Panel Upgrade | SCG | PGE | CZ05 | 1978-1991 | Std | Mixed-fuel | Mixed-fuel | -1644.42 | 168.939 | 3800.3334 | 4397.9653 | 2411.8847 | -251.9639 | -255.4048 | N/A | -3461.4692 | 1852.1506 | 0 | 0.42114 | -3539.9152 | 1769.5777 | 0 | 0.40236 | N/A | N/A | N/A | N/A | -15.0828 | -14.8797 | N/A | 6809.85 | 1.5484 | 0.70742 | 26.72% | 3702.88 | 390.2 | 2001.5129 | 2.6474 | 72310.95 | 5347.3
HPSH_panelUpgrade | HPSH + Electric Panel Upgrade |  | HPSH + Electric Panel Upgrade | SCG | SCE | CZ06 | 1978-1991 | Std | Mixed-fuel | Mixed-fuel | -239.87 | 34.068 | 3800.3334 | 4397.9653 | -2427.7153 | -28.6576 | -179.5221 | N/A | -183.4194 | 854.0502 | 0 | 0.19419 | -3581.8477 | -2766.3564 | 0 | 0 | N/A | N/A | N/A | N/A | -132.6118 | -21.1692 | N/A | 1970.25 | 0.44799 | 0.14291 | 8.039% | 3934.09 | 242.44 | 1612.3495 | 1.7777 | 55916.25 | 4173.96
HPSH_panelUpgrade | HPSH + Electric Panel Upgrade |  | HPSH + Electric Panel Upgrade | SCG | SCE | CZ06 | 1978-1991 | Std | Mixed-fuel | Mixed-fuel | -239.87 | 34.068 | 3800.3334 | 4397.9653 | -2427.7153 | -28.6576 | -179.5221 | N/A | -183.4194 | 854.0502 | 0 | 0.19419 | -3581.8477 | -2766.3564 | 0 | 0 | N/A | N/A | N/A | N/A | -132.6118 | -21.1692 | N/A | 1970.25 | 0.44799 | 0.14291 | 8.039% | 3934.09 | 242.44 | 1612.3495 | 1.7777 | 55916.25 | 4173.96
HPSH_panelUpgrade | HPSH + Electric Panel Upgrade |  | HPSH + Electric Panel Upgrade | SDGE | SDGE | CZ07 | 1978-1991 | Std | Mixed-fuel | Mixed-fuel | -175.13 | 27.348 | 3800.3334 | 4397.9653 | -2338.9153 | -72.4858 | -37.5501 | N/A | -1336.6029 | 49.1934 | 0 | 0.011185 | -491.0031 | 887.5729 | 0 | 0.20181 | N/A | N/A | N/A | N/A | -52.4286 | -101.2071 | N/A | 2059.05 | 0.46818 | 0.12075 | 6.949% | 4135.23 | 234.161 | 2347.0122 | 1.7377 | 57103.95 | 4310.36
HPSH_panelUpgrade | HPSH + Electric Panel Upgrade |  | HPSH + Electric Panel Upgrade | SDGE | SDGE | CZ07 | 1978-1991 | Std | Mixed-fuel | Mixed-fuel | -175.13 | 27.348 | 3800.3334 | 4397.9653 | -2338.9153 | -72.4858 | -37.5501 | N/A | -1336.6029 | 49.1934 | 0 | 0.011185 | -491.0031 | 887.5729 | 0 | 0.20181 | N/A | N/A | N/A | N/A | -52.4286 | -101.2071 | N/A | 2059.05 | 0.46818 | 0.12075 | 6.949% | 4135.23 | 234.161 | 2347.0122 | 1.7377 | 57103.95 | 4310.36
HPSH_panelUpgrade | HPSH + Electric Panel Upgrade |  | HPSH + Electric Panel Upgrade | SCG | SCE | CZ08 | 1978-1991 | Std | Mixed-fuel | Mixed-fuel | -384.29 | 44.671 | 3952.0255 | 4958.8719 | -2877.6219 | -74.8849 | -153.6642 | N/A | -1073.8581 | 248.1159 | 0 | 0.050035 | -2848.468 | -1642.4078 | 0 | 0 | N/A | N/A | N/A | N/A | -52.7747 | -25.7186 | N/A | 2081.25 | 0.4197 | 0.17991 | 9.64% | 5301.67 | 248.367 | 2221.2586 | 1.8662 | 64651.95 | 5685.96
HPSH_panelUpgrade | HPSH + Electric Panel Upgrade |  | HPSH + Electric Panel Upgrade | SCG | SCE | CZ08 | 1978-1991 | Std | Mixed-fuel | Mixed-fuel | -384.29 | 44.671 | 3952.0255 | 4958.8719 | -2877.6219 | -74.8849 | -153.6642 | N/A | -1073.8581 | 248.1159 | 0 | 0.050035 | -2848.468 | -1642.4078 | 0 | 0 | N/A | N/A | N/A | N/A | -52.7747 | -25.7186 | N/A | 2081.25 | 0.4197 | 0.17991 | 9.64% | 5301.67 | 248.367 | 2221.2586 | 1.8662 | 64651.95 | 5685.96
HPSH_panelUpgrade | HPSH + Electric Panel Upgrade |  | HPSH + Electric Panel Upgrade | SCG | SCE | CZ09 | 1978-1991 | Std | Mixed-fuel | Mixed-fuel | -598.54 | 67.705 | 3952.0255 | 4958.8719 | -1967.4219 | -120.2437 | -224.0635 | N/A | -1770.2082 | 245.2734 | 0 | 0.049462 | -4108.8887 | -2246.1649 | 0 | 0 | N/A | N/A | N/A | N/A | -32.8668 | -17.638 | N/A | 2991.45 | 0.60325 | 0.26818 | 13.33% | 5233.75 | 272.489 | 2187.6874 | 2.0119 | 67493.55 | 5832.29
HPSH_panelUpgrade | HPSH + Electric Panel Upgrade |  | HPSH + Electric Panel Upgrade | SCG | SCE | CZ09 | 1978-1991 | Std | Mixed-fuel | Mixed-fuel | -598.54 | 67.705 | 3952.0255 | 4958.8719 | -1967.4219 | -120.2437 | -224.0635 | N/A | -1770.2082 | 245.2734 | 0 | 0.049462 | -4108.8887 | -2246.1649 | 0 | 0 | N/A | N/A | N/A | N/A | -32.8668 | -17.638 | N/A | 2991.45 | 0.60325 | 0.26818 | 13.33% | 5233.75 | 272.489 | 2187.6874 | 2.0119 | 67493.55 | 5832.29
HPSH_panelUpgrade | HPSH + Electric Panel Upgrade |  | HPSH + Electric Panel Upgrade | SCG | SCE | CZ10 | 1978-1991 | Std | Mixed-fuel | Mixed-fuel | -604.15 | 65.787 | 3952.0255 | 4958.8719 | -2317.0719 | -91.8368 | -225.5684 | N/A | -1170.5033 | 792.8595 | 0 | 0.15989 | -4182.9903 | -2416.3969 | 0 | 0 | N/A | N/A | N/A | N/A | -43.0331 | -17.5203 | N/A | 2641.8 | 0.53274 | 0.25971 | 12.93% | 5844.64 | 268.697 | 2414.079 | 2.0081 | 70357.35 | 6448.79
HPSH_panelUpgrade | HPSH + Electric Panel Upgrade |  | HPSH + Electric Panel Upgrade | SCG | SCE | CZ10 | 1978-1991 | Std | Mixed-fuel | Mixed-fuel | -604.15 | 65.787 | 3952.0255 | 4958.8719 | -2317.0719 | -91.8368 | -225.5684 | N/A | -1170.5033 | 792.8595 | 0 | 0.15989 | -4182.9903 | -2416.3969 | 0 | 0 | N/A | N/A | N/A | N/A | -43.0331 | -17.5203 | N/A | 2641.8 | 0.53274 | 0.25971 | 12.93% | 5844.64 | 268.697 | 2414.079 | 2.0081 | 70357.35 | 6448.79
HPSH_panelUpgrade | HPSH + Electric Panel Upgrade |  | HPSH + Electric Panel Upgrade | SDGE | SDGE | CZ10 | 1978-1991 | Std | Mixed-fuel | Mixed-fuel | -604.15 | 65.787 | 3952.0255 | 4958.8719 | -2317.0719 | -130.0441 | 61.8505 | N/A | -2110.3085 | 1319.4837 | 0 | 0.26609 | 2534.3865 | 5924.5191 | 0.51108 | 1.1947 | N/A | N/A | N/A | N/A | -30.3899 | 63.8964 | N/A | 2641.8 | 0.53274 | 0.25971 | 12.93% | 5844.64 | 268.697 | 3467.4761 | 2.0081 | 70357.35 | 6448.79
HPSH_panelUpgrade | HPSH + Electric Panel Upgrade |  | HPSH + Electric Panel Upgrade | SDGE | SDGE | CZ10 | 1978-1991 | Std | Mixed-fuel | Mixed-fuel | -604.15 | 65.787 | 3952.0255 | 4958.8719 | -2317.0719 | -130.0441 | 61.8505 | N/A | -2110.3085 | 1319.4837 | 0 | 0.26609 | 2534.3865 | 5924.5191 | 0.51108 | 1.1947 | N/A | N/A | N/A | N/A | -30.3899 | 63.8964 | N/A | 2641.8 | 0.53274 | 0.25971 | 12.93% | 5844.64 | 268.697 | 3467.4761 | 2.0081 | 70357.35 | 6448.79
HPSH_panelUpgrade | HPSH + Electric Panel Upgrade |  | HPSH + Electric Panel Upgrade | PGE | PGE | CZ11 | 1978-1991 | Std | Mixed-fuel | Mixed-fuel | -2238.84 | 244.755 | 4027.8715 | 5274.1335 | 5637.1665 | -122.2033 | -230.7099 | N/A | 1407.8461 | 11577.9969 | 0.26693 | 2.1952 | -1065.9311 | 8974.0834 | 0 | 1.7015 | N/A | N/A | N/A | N/A | -32.9604 | -17.4586 | N/A | 10911.3 | 2.0688 | 1.0234 | 32.44% | 6818.73 | 451.452 | 3591.6106 | 3.155 | 99356.1 | 9057.57
HPSH_panelUpgrade | HPSH + Electric Panel Upgrade |  | HPSH + Electric Panel Upgrade | PGE | PGE | CZ11 | 1978-1991 | Std | Mixed-fuel | Mixed-fuel | -2238.84 | 244.755 | 4027.8715 | 5274.1335 | 5637.1665 | -122.2033 | -230.7099 | N/A | 1407.8461 | 11577.9969 | 0.26693 | 2.1952 | -1065.9311 | 8974.0834 | 0 | 1.7015 | N/A | N/A | N/A | N/A | -32.9604 | -17.4586 | N/A | 10911.3 | 2.0688 | 1.0234 | 32.44% | 6818.73 | 451.452 | 3591.6106 | 3.155 | 99356.1 | 9057.57
HPSH_panelUpgrade | HPSH + Electric Panel Upgrade |  | HPSH + Electric Panel Upgrade | PGE | PGE | CZ12 | 1978-1991 | Std | Mixed-fuel | Mixed-fuel | -2254.34 | 243.592 | 3952.0255 | 4958.8719 | 5758.1781 | -176.9346 | -303.0825 | N/A | 84.1321 | 10001.8638 | 0.016966 | 2.017 | -2791.8379 | 6974.5997 | 0 | 1.4065 | N/A | N/A | N/A | N/A | -22.3361 | -13.0394 | N/A | 10717.05 | 2.1612 | 1.0268 | 32.85% | 5265.14 | 457.229 | 2886.3154 | 3.1262 | 90703.65 | 7519.48
HPSH_panelUpgrade | HPSH + Electric Panel Upgrade |  | HPSH + Electric Panel Upgrade | PGE | PGE | CZ12 | 1978-1991 | Std | Mixed-fuel | Mixed-fuel | -2254.34 | 243.592 | 3952.0255 | 4958.8719 | 5758.1781 | -176.9346 | -303.0825 | N/A | 84.1321 | 10001.8638 | 0.016966 | 2.017 | -2791.8379 | 6974.5997 | 0 | 1.4065 | N/A | N/A | N/A | N/A | -22.3361 | -13.0394 | N/A | 10717.05 | 2.1612 | 1.0268 | 32.85% | 5265.14 | 457.229 | 2886.3154 | 3.1262 | 90703.65 | 7519.48
HPSH_panelUpgrade | HPSH + Electric Panel Upgrade |  | HPSH + Electric Panel Upgrade | PGE | SMUD | CZ12 | 1978-1991 | Std | Mixed-fuel | Mixed-fuel | -2254.34 | 243.592 | 3952.0255 | 4958.8719 | 5758.1781 | 301.2549 | 301.2549 | N/A | 10986.0854 | 21477.3285 | 2.2154 | 4.3311 | 10986.0854 | 21477.3285 | 2.2154 | 4.3311 | N/A | N/A | N/A | N/A | 13.1185 | 13.1185 | N/A | 10717.05 | 2.1612 | 1.0268 | 32.85% | 5265.14 | 457.229 | 2050.5004 | 3.1262 | 90703.65 | 7519.48
HPSH_panelUpgrade | HPSH + Electric Panel Upgrade |  | HPSH + Electric Panel Upgrade | PGE | SMUD | CZ12 | 1978-1991 | Std | Mixed-fuel | Mixed-fuel | -2254.34 | 243.592 | 3952.0255 | 4958.8719 | 5758.1781 | 301.2549 | 301.2549 | N/A | 10986.0854 | 21477.3285 | 2.2154 | 4.3311 | 10986.0854 | 21477.3285 | 2.2154 | 4.3311 | N/A | N/A | N/A | N/A | 13.1185 | 13.1185 | N/A | 10717.05 | 2.1612 | 1.0268 | 32.85% | 5265.14 | 457.229 | 2050.5004 | 3.1262 | 90703.65 | 7519.48
HPSH_panelUpgrade | HPSH + Electric Panel Upgrade |  | HPSH + Electric Panel Upgrade | PGE | PGE | CZ13 | 1978-1991 | Std | Mixed-fuel | Mixed-fuel | -1570.22 | 170.927 | 4027.8715 | 5274.1335 | 2096.2665 | -57.0428 | -165.9854 | N/A | 1589.286 | 8629.5396 | 0.30134 | 1.6362 | -894.4299 | 6015.1646 | 0 | 1.1405 | N/A | N/A | N/A | N/A | -70.6114 | -24.2664 | N/A | 7370.4 | 1.3975 | 0.71172 | 26.13% | 7425.85 | 374.59 | 3689.8599 | 2.7241 | 94499.85 | 8996.07
HPSH_panelUpgrade | HPSH + Electric Panel Upgrade |  | HPSH + Electric Panel Upgrade | PGE | PGE | CZ13 | 1978-1991 | Std | Mixed-fuel | Mixed-fuel | -1570.22 | 170.927 | 4027.8715 | 5274.1335 | 2096.2665 | -57.0428 | -165.9854 | N/A | 1589.286 | 8629.5396 | 0.30134 | 1.6362 | -894.4299 | 6015.1646 | 0 | 1.1405 | N/A | N/A | N/A | N/A | -70.6114 | -24.2664 | N/A | 7370.4 | 1.3975 | 0.71172 | 26.13% | 7425.85 | 374.59 | 3689.8599 | 2.7241 | 94499.85 | 8996.07
HPSH_panelUpgrade | HPSH + Electric Panel Upgrade |  | HPSH + Electric Panel Upgrade | SCG | SCE | CZ14 | 1978-1991 | Std | Mixed-fuel | Mixed-fuel | -2505.66 | 236.273 | 3952.0255 | 4958.8719 | 2566.9281 | -410.4123 | -314.1637 | N/A | -5661.4867 | 2106.7024 | 0 | 0.42484 | -3493.356 | 4416.4508 | 0 | 0.89062 | N/A | N/A | N/A | N/A | -9.6294 | -12.5795 | N/A | 7525.8 | 1.5176 | 0.91219 | 29.62% | 6453.08 | 444.187 | 3017.1343 | 3.0801 | 95404.5 | 8958.74
HPSH_panelUpgrade | HPSH + Electric Panel Upgrade |  | HPSH + Electric Panel Upgrade | SCG | SCE | CZ14 | 1978-1991 | Std | Mixed-fuel | Mixed-fuel | -2505.66 | 236.273 | 3952.0255 | 4958.8719 | 2566.9281 | -410.4123 | -314.1637 | N/A | -5661.4867 | 2106.7024 | 0 | 0.42484 | -3493.356 | 4416.4508 | 0 | 0.89062 | N/A | N/A | N/A | N/A | -9.6294 | -12.5795 | N/A | 7525.8 | 1.5176 | 0.91219 | 29.62% | 6453.08 | 444.187 | 3017.1343 | 3.0801 | 95404.5 | 8958.74
HPSH_panelUpgrade | HPSH + Electric Panel Upgrade |  | HPSH + Electric Panel Upgrade | SDGE | SDGE | CZ14 | 1978-1991 | Std | Mixed-fuel | Mixed-fuel | -2505.66 | 236.273 | 3952.0255 | 4958.8719 | 2566.9281 | -461.8691 | -130.6261 | N/A | -7405.3037 | 5070.4608 | 0 | 1.0225 | 612.239 | 13019.5441 | 0.12346 | 2.6255 | N/A | N/A | N/A | N/A | -8.5566 | -30.2545 | N/A | 7525.8 | 1.5176 | 0.91219 | 29.62% | 6453.08 | 444.187 | 4196.4313 | 3.0801 | 95404.5 | 8958.74
HPSH_panelUpgrade | HPSH + Electric Panel Upgrade |  | HPSH + Electric Panel Upgrade | SDGE | SDGE | CZ14 | 1978-1991 | Std | Mixed-fuel | Mixed-fuel | -2505.66 | 236.273 | 3952.0255 | 4958.8719 | 2566.9281 | -461.8691 | -130.6261 | N/A | -7405.3037 | 5070.4608 | 0 | 1.0225 | 612.239 | 13019.5441 | 0.12346 | 2.6255 | N/A | N/A | N/A | N/A | -8.5566 | -30.2545 | N/A | 7525.8 | 1.5176 | 0.91219 | 29.62% | 6453.08 | 444.187 | 4196.4313 | 3.0801 | 95404.5 | 8958.74
HPSH_panelUpgrade | HPSH + Electric Panel Upgrade |  | HPSH + Electric Panel Upgrade | SCG | SCE | CZ15 | 1978-1991 | Std | Mixed-fuel | Mixed-fuel | -182 | 18.904 | 4103.7175 | 5589.3951 | -5028.8451 | -163.4839 | -131.0847 | N/A | -3414.7251 | -3029.2348 | 0 | 0 | -2684.8903 | -2251.7288 | 0 | 0 | N/A | N/A | N/A | N/A | -25.1017 | -31.3058 | N/A | 560.55 | 0.10029 | 0.06479 | 3.612% | 10908.6 | 199.02 | 4181.2503 | 1.7935 | 92701.65 | 11090.6
HPSH_panelUpgrade | HPSH + Electric Panel Upgrade |  | HPSH + Electric Panel Upgrade | SCG | SCE | CZ15 | 1978-1991 | Std | Mixed-fuel | Mixed-fuel | -182 | 18.904 | 4103.7175 | 5589.3951 | -5028.8451 | -163.4839 | -131.0847 | N/A | -3414.7251 | -3029.2348 | 0 | 0 | -2684.8903 | -2251.7288 | 0 | 0 | N/A | N/A | N/A | N/A | -25.1017 | -31.3058 | N/A | 560.55 | 0.10029 | 0.06479 | 3.612% | 10908.6 | 199.02 | 4181.2503 | 1.7935 | 92701.65 | 11090.6
HPSH_panelUpgrade | HPSH + Electric Panel Upgrade |  | HPSH + Electric Panel Upgrade | PGE | PGE | CZ16 | 1978-1991 | Std | Mixed-fuel | Mixed-fuel | -6401.45 | 629.869 | 5504.9107 | 6861.7309 | 16997.7191 | -904.383 | -613.8019 | N/A | -9830.8476 | 15621.4455 | 0 | 2.2766 | -3206.0648 | 22594.7336 | 0 | 3.2929 | N/A | N/A | N/A | N/A | -6.0869 | -8.9685 | N/A | 23859.45 | 3.4772 | 2.7425 | 50.12% | 4594.75 | 859.577 | 3481.9044 | 5.4715 | 133449.75 | 10996.2
HPSH_panelUpgrade | HPSH + Electric Panel Upgrade |  | HPSH + Electric Panel Upgrade | PGE | PGE | CZ16 | 1978-1991 | Std | Mixed-fuel | Mixed-fuel | -6401.45 | 629.869 | 5504.9107 | 6861.7309 | 16997.7191 | -904.383 | -613.8019 | N/A | -9830.8476 | 15621.4455 | 0 | 2.2766 | -3206.0648 | 22594.7336 | 0 | 3.2929 | N/A | N/A | N/A | N/A | -6.0869 | -8.9685 | N/A | 23859.45 | 3.4772 | 2.7425 | 50.12% | 4594.75 | 859.577 | 3481.9044 | 5.4715 | 133449.75 | 10996.2
HPSH_panelUpgrade | HPSH + Electric Panel Upgrade |  | HPSH + Electric Panel Upgrade | PGE | PGE | CZ01 | 1978-1991 | CARE | Mixed-fuel | Mixed-fuel | -4926.96 | 532.106 | 6821.1043 | 8335.6376 | 15801.3124 | -145.9305 | -19.4974 | N/A | 4037.8245 | 21979.7985 | 0.4844 | 2.6368 | 6920.295 | 25013.9051 | 0.83021 | 3.0008 | N/A | N/A | N/A | N/A | -46.7422 | -349.8465 | N/A | 24136.95 | 2.8956 | 2.3971 | 49.23% | 3961.11 | 765.32 | 2203.2444 | 4.869 | 117709.95 | 8888.07
HPSH_panelUpgrade | HPSH + Electric Panel Upgrade |  | HPSH + Electric Panel Upgrade | PGE | PGE | CZ01 | 1978-1991 | CARE | Mixed-fuel | Mixed-fuel | -4926.96 | 532.106 | 6821.1043 | 8335.6376 | 15801.3124 | -145.9305 | -19.4974 | N/A | 4037.8245 | 21979.7985 | 0.4844 | 2.6368 | 6920.295 | 25013.9051 | 0.83021 | 3.0008 | N/A | N/A | N/A | N/A | -46.7422 | -349.8465 | N/A | 24136.95 | 2.8956 | 2.3971 | 49.23% | 3961.11 | 765.32 | 2203.2444 | 4.869 | 117709.95 | 8888.07
HPSH_panelUpgrade | HPSH + Electric Panel Upgrade |  | HPSH + Electric Panel Upgrade | PGE | PGE | CZ02 | 1978-1991 | CARE | Mixed-fuel | Mixed-fuel | -2501.05 | 256.955 | 3876.1794 | 4678.4186 | 5494.7314 | -157.1953 | -119.2655 | N/A | -188.0818 | 7976.6589 | 0 | 1.705 | 676.6572 | 8886.8887 | 0.14463 | 1.8995 | N/A | N/A | N/A | N/A | -24.6584 | -32.5004 | N/A | 10173.15 | 2.1745 | 1.0793 | 33.8% | 3965.45 | 479.315 | 1620.5402 | 3.1935 | 84731.85 | 6466.5
HPSH_panelUpgrade | HPSH + Electric Panel Upgrade |  | HPSH + Electric Panel Upgrade | PGE | PGE | CZ02 | 1978-1991 | CARE | Mixed-fuel | Mixed-fuel | -2501.05 | 256.955 | 3876.1794 | 4678.4186 | 5494.7314 | -157.1953 | -119.2655 | N/A | -188.0818 | 7976.6589 | 0 | 1.705 | 676.6572 | 8886.8887 | 0.14463 | 1.8995 | N/A | N/A | N/A | N/A | -24.6584 | -32.5004 | N/A | 10173.15 | 2.1745 | 1.0793 | 33.8% | 3965.45 | 479.315 | 1620.5402 | 3.1935 | 84731.85 | 6466.5
HPSH_panelUpgrade | HPSH + Electric Panel Upgrade |  | HPSH + Electric Panel Upgrade | PGE | PGE | CZ03 | 1978-1991 | CARE | Mixed-fuel | Mixed-fuel | -1632.25 | 187.262 | 3724.4874 | 4120.6188 | 4176.6312 | -30.4759 | -30.9114 | N/A | 1773.418 | 7808.5446 | 0.43038 | 1.895 | 1763.4883 | 7798.0925 | 0.42797 | 1.8925 | N/A | N/A | N/A | N/A | -122.2109 | -120.489 | N/A | 8297.25 | 2.0136 | 0.80245 | 29.16% | 3704.55 | 407.769 | 1459.1157 | 2.7522 | 74697.45 | 5336.8
HPSH_panelUpgrade | HPSH + Electric Panel Upgrade |  | HPSH + Electric Panel Upgrade | PGE | PGE | CZ03 | 1978-1991 | CARE | Mixed-fuel | Mixed-fuel | -1632.25 | 187.262 | 3724.4874 | 4120.6188 | 4176.6312 | -30.4759 | -30.9114 | N/A | 1773.418 | 7808.5446 | 0.43038 | 1.895 | 1763.4883 | 7798.0925 | 0.42797 | 1.8925 | N/A | N/A | N/A | N/A | -122.2109 | -120.489 | N/A | 8297.25 | 2.0136 | 0.80245 | 29.16% | 3704.55 | 407.769 | 1459.1157 | 2.7522 | 74697.45 | 5336.8
HPSH_panelUpgrade | HPSH + Electric Panel Upgrade |  | HPSH + Electric Panel Upgrade | PGE | PGE | CZ04 | 1978-1991 | CARE | Mixed-fuel | Mixed-fuel | -2250.12 | 234.783 | 3876.1794 | 4678.4186 | 5050.7314 | -130.0568 | -91.1248 | N/A | 128.0925 | 7581.1537 | 0.027379 | 1.6205 | 1015.6805 | 8515.4344 | 0.2171 | 1.8202 | N/A | N/A | N/A | N/A | -29.8037 | -42.537 | N/A | 9729.15 | 2.0796 | 0.97261 | 31.68% | 4998.18 | 450.787 | 1905.9018 | 3.0697 | 88183.95 | 7248.3
HPSH_panelUpgrade | HPSH + Electric Panel Upgrade |  | HPSH + Electric Panel Upgrade | PGE | PGE | CZ04 | 1978-1991 | CARE | Mixed-fuel | Mixed-fuel | -2250.12 | 234.783 | 3876.1794 | 4678.4186 | 5050.7314 | -130.0568 | -91.1248 | N/A | 128.0925 | 7581.1537 | 0.027379 | 1.6205 | 1015.6805 | 8515.4344 | 0.2171 | 1.8202 | N/A | N/A | N/A | N/A | -29.8037 | -42.537 | N/A | 9729.15 | 2.0796 | 0.97261 | 31.68% | 4998.18 | 450.787 | 1905.9018 | 3.0697 | 88183.95 | 7248.3
HPSH_panelUpgrade | HPSH + Electric Panel Upgrade |  | HPSH + Electric Panel Upgrade | CPAU | CPAU | CZ04 | 1978-1991 | CARE | Mixed-fuel | Mixed-fuel | -2250.12 | 234.783 | 3876.1794 | 4678.4186 | 5050.7314 | 0 | 0 | N/A | 0 | 0 | 0 | 0 | 0 | 0 | 0 | 0 | N/A | N/A | N/A | N/A | #DIV/0! | #DIV/0! | N/A | 9729.15 | 2.0796 | 0.97261 | 31.68% | 4998.18 | 450.787 | 0 | 3.0697 | 88183.95 | 7248.3
HPSH_panelUpgrade | HPSH + Electric Panel Upgrade |  | HPSH + Electric Panel Upgrade | CPAU | CPAU | CZ04 | 1978-1991 | CARE | Mixed-fuel | Mixed-fuel | -2250.12 | 234.783 | 3876.1794 | 4678.4186 | 5050.7314 | 0 | 0 | N/A | 0 | 0 | 0 | 0 | 0 | 0 | 0 | 0 | N/A | N/A | N/A | N/A | #DIV/0! | #DIV/0! | N/A | 9729.15 | 2.0796 | 0.97261 | 31.68% | 4998.18 | 450.787 | 0 | 3.0697 | 88183.95 | 7248.3
HPSH_panelUpgrade | HPSH + Electric Panel Upgrade |  | HPSH + Electric Panel Upgrade | PGE | PGE | CZ05 | 1978-1991 | CARE | Mixed-fuel | Mixed-fuel | -1644.42 | 168.939 | 3800.3334 | 4397.9653 | 2411.8847 | -67.1868 | -69.4234 | N/A | 660.6136 | 5973.1258 | 0.15021 | 1.3582 | 609.6237 | 5919.4535 | 0.13861 | 1.346 | N/A | N/A | N/A | N/A | -56.5637 | -54.7414 | N/A | 6809.85 | 1.5484 | 0.70742 | 26.72% | 3702.88 | 390.2 | 1421.9012 | 2.6474 | 72310.95 | 5347.3
HPSH_panelUpgrade | HPSH + Electric Panel Upgrade |  | HPSH + Electric Panel Upgrade | PGE | PGE | CZ05 | 1978-1991 | CARE | Mixed-fuel | Mixed-fuel | -1644.42 | 168.939 | 3800.3334 | 4397.9653 | 2411.8847 | -67.1868 | -69.4234 | N/A | 660.6136 | 5973.1258 | 0.15021 | 1.3582 | 609.6237 | 5919.4535 | 0.13861 | 1.346 | N/A | N/A | N/A | N/A | -56.5637 | -54.7414 | N/A | 6809.85 | 1.5484 | 0.70742 | 26.72% | 3702.88 | 390.2 | 1421.9012 | 2.6474 | 72310.95 | 5347.3
HPSH_panelUpgrade | HPSH + Electric Panel Upgrade |  | HPSH + Electric Panel Upgrade | SCG | PGE | CZ05 | 1978-1991 | CARE | Mixed-fuel | Mixed-fuel | -1644.42 | 168.939 | 3800.3334 | 4397.9653 | 2411.8847 | -121.0775 | -123.3141 | N/A | -963.2923 | 3312.2101 | 0 | 0.75312 | -1014.2823 | 3258.5378 | 0 | 0.74092 | N/A | N/A | N/A | N/A | -31.3876 | -30.8183 | N/A | 6809.85 | 1.5484 | 0.70742 | 26.72% | 3702.88 | 390.2 | 1359.7145 | 2.6474 | 72310.95 | 5347.3
HPSH_panelUpgrade | HPSH + Electric Panel Upgrade |  | HPSH + Electric Panel Upgrade | SCG | PGE | CZ05 | 1978-1991 | CARE | Mixed-fuel | Mixed-fuel | -1644.42 | 168.939 | 3800.3334 | 4397.9653 | 2411.8847 | -121.0775 | -123.3141 | N/A | -963.2923 | 3312.2101 | 0 | 0.75312 | -1014.2823 | 3258.5378 | 0 | 0.74092 | N/A | N/A | N/A | N/A | -31.3876 | -30.8183 | N/A | 6809.85 | 1.5484 | 0.70742 | 26.72% | 3702.88 | 390.2 | 1359.7145 | 2.6474 | 72310.95 | 5347.3
HPSH_panelUpgrade | HPSH + Electric Panel Upgrade |  | HPSH + Electric Panel Upgrade | SCG | SCE | CZ06 | 1978-1991 | CARE | Mixed-fuel | Mixed-fuel | -239.87 | 34.068 | 3800.3334 | 4397.9653 | -2427.7153 | -12.5539 | -114.3875 | N/A | 80.7955 | 911.7452 | 0.018371 | 0.20731 | -2213.1436 | -1532.0292 | 0 | 0 | N/A | N/A | N/A | N/A | -302.7209 | -33.2233 | N/A | 1970.25 | 0.44799 | 0.14291 | 8.039% | 3934.09 | 242.44 | 1079.3973 | 1.7777 | 55916.25 | 4173.96
HPSH_panelUpgrade | HPSH + Electric Panel Upgrade |  | HPSH + Electric Panel Upgrade | SCG | SCE | CZ06 | 1978-1991 | CARE | Mixed-fuel | Mixed-fuel | -239.87 | 34.068 | 3800.3334 | 4397.9653 | -2427.7153 | -12.5539 | -114.3875 | N/A | 80.7955 | 911.7452 | 0.018371 | 0.20731 | -2213.1436 | -1532.0292 | 0 | 0 | N/A | N/A | N/A | N/A | -302.7209 | -33.2233 | N/A | 1970.25 | 0.44799 | 0.14291 | 8.039% | 3934.09 | 242.44 | 1079.3973 | 1.7777 | 55916.25 | 4173.96
HPSH_panelUpgrade | HPSH + Electric Panel Upgrade |  | HPSH + Electric Panel Upgrade | SDGE | SDGE | CZ07 | 1978-1991 | CARE | Mixed-fuel | Mixed-fuel | -175.13 | 27.348 | 3800.3334 | 4397.9653 | -2338.9153 | -37.2664 | -14.5582 | N/A | -571.9975 | 518.3001 | 0 | 0.11785 | -22.3576 | 1063.2467 | 0 | 0.24176 | N/A | N/A | N/A | N/A | -101.9774 | -261.0448 | N/A | 2059.05 | 0.46818 | 0.12075 | 6.949% | 4135.23 | 234.161 | 1546.533 | 1.7377 | 57103.95 | 4310.36
HPSH_panelUpgrade | HPSH + Electric Panel Upgrade |  | HPSH + Electric Panel Upgrade | SDGE | SDGE | CZ07 | 1978-1991 | CARE | Mixed-fuel | Mixed-fuel | -175.13 | 27.348 | 3800.3334 | 4397.9653 | -2338.9153 | -37.2664 | -14.5582 | N/A | -571.9975 | 518.3001 | 0 | 0.11785 | -22.3576 | 1063.2467 | 0 | 0.24176 | N/A | N/A | N/A | N/A | -101.9774 | -261.0448 | N/A | 2059.05 | 0.46818 | 0.12075 | 6.949% | 4135.23 | 234.161 | 1546.533 | 1.7377 | 57103.95 | 4310.36
HPSH_panelUpgrade | HPSH + Electric Panel Upgrade |  | HPSH + Electric Panel Upgrade | SCG | SCE | CZ08 | 1978-1991 | CARE | Mixed-fuel | Mixed-fuel | -384.29 | 44.671 | 3952.0255 | 4958.8719 | -2877.6219 | -41.528 | -94.704 | N/A | -453.0729 | 612.8163 | 0 | 0.12358 | -1650.9345 | -663.2872 | 0 | 0 | N/A | N/A | N/A | N/A | -95.1653 | -41.7303 | N/A | 2081.25 | 0.4197 | 0.17991 | 9.64% | 5301.67 | 248.367 | 1491.5554 | 1.8662 | 64651.95 | 5685.96
HPSH_panelUpgrade | HPSH + Electric Panel Upgrade |  | HPSH + Electric Panel Upgrade | SCG | SCE | CZ08 | 1978-1991 | CARE | Mixed-fuel | Mixed-fuel | -384.29 | 44.671 | 3952.0255 | 4958.8719 | -2877.6219 | -41.528 | -94.704 | N/A | -453.0729 | 612.8163 | 0 | 0.12358 | -1650.9345 | -663.2872 | 0 | 0 | N/A | N/A | N/A | N/A | -95.1653 | -41.7303 | N/A | 2081.25 | 0.4197 | 0.17991 | 9.64% | 5301.67 | 248.367 | 1491.5554 | 1.8662 | 64651.95 | 5685.96
HPSH_panelUpgrade | HPSH + Electric Panel Upgrade |  | HPSH + Electric Panel Upgrade | SCG | SCE | CZ09 | 1978-1991 | CARE | Mixed-fuel | Mixed-fuel | -598.54 | 67.705 | 3952.0255 | 4958.8719 | -1967.4219 | -67.3414 | -137.4197 | N/A | -778.354 | 848.092 | 0 | 0.17103 | -2356.9633 | -833.6288 | 0 | 0 | N/A | N/A | N/A | N/A | -58.6864 | -28.7588 | N/A | 2991.45 | 0.60325 | 0.26818 | 13.33% | 5233.75 | 272.489 | 1473.9099 | 2.0119 | 67493.55 | 5832.29
HPSH_panelUpgrade | HPSH + Electric Panel Upgrade |  | HPSH + Electric Panel Upgrade | SCG | SCE | CZ09 | 1978-1991 | CARE | Mixed-fuel | Mixed-fuel | -598.54 | 67.705 | 3952.0255 | 4958.8719 | -1967.4219 | -67.3414 | -137.4197 | N/A | -778.354 | 848.092 | 0 | 0.17103 | -2356.9633 | -833.6288 | 0 | 0 | N/A | N/A | N/A | N/A | -58.6864 | -28.7588 | N/A | 2991.45 | 0.60325 | 0.26818 | 13.33% | 5233.75 | 272.489 | 1473.9099 | 2.0119 | 67493.55 | 5832.29
HPSH_panelUpgrade | HPSH + Electric Panel Upgrade |  | HPSH + Electric Panel Upgrade | SCG | SCE | CZ10 | 1978-1991 | CARE | Mixed-fuel | Mixed-fuel | -604.15 | 65.787 | 3952.0255 | 4958.8719 | -2317.0719 | -48.782 | -139.0509 | N/A | -392.0945 | 1187.331 | 0 | 0.23944 | -2425.5232 | -978.917 | 0 | 0 | N/A | N/A | N/A | N/A | -81.014 | -28.4214 | N/A | 2641.8 | 0.53274 | 0.25971 | 12.93% | 5844.64 | 268.697 | 1625.6427 | 2.0081 | 70357.35 | 6448.79
HPSH_panelUpgrade | HPSH + Electric Panel Upgrade |  | HPSH + Electric Panel Upgrade | SCG | SCE | CZ10 | 1978-1991 | CARE | Mixed-fuel | Mixed-fuel | -604.15 | 65.787 | 3952.0255 | 4958.8719 | -2317.0719 | -48.782 | -139.0509 | N/A | -392.0945 | 1187.331 | 0 | 0.23944 | -2425.5232 | -978.917 | 0 | 0 | N/A | N/A | N/A | N/A | -81.014 | -28.4214 | N/A | 2641.8 | 0.53274 | 0.25971 | 12.93% | 5844.64 | 268.697 | 1625.6427 | 2.0081 | 70357.35 | 6448.79
HPSH_panelUpgrade | HPSH + Electric Panel Upgrade |  | HPSH + Electric Panel Upgrade | SDGE | SDGE | CZ10 | 1978-1991 | CARE | Mixed-fuel | Mixed-fuel | -604.15 | 65.787 | 3952.0255 | 4958.8719 | -2317.0719 | -60.023 | 64.7084 | N/A | -633.265 | 2067.6574 | 0 | 0.41696 | 2385.7868 | 5060.9304 | 0.48111 | 1.0206 | N/A | N/A | N/A | N/A | -65.8418 | 61.0743 | N/A | 2641.8 | 0.53274 | 0.25971 | 12.93% | 5844.64 | 268.697 | 2287.9761 | 2.0081 | 70357.35 | 6448.79
HPSH_panelUpgrade | HPSH + Electric Panel Upgrade |  | HPSH + Electric Panel Upgrade | SDGE | SDGE | CZ10 | 1978-1991 | CARE | Mixed-fuel | Mixed-fuel | -604.15 | 65.787 | 3952.0255 | 4958.8719 | -2317.0719 | -60.023 | 64.7084 | N/A | -633.265 | 2067.6574 | 0 | 0.41696 | 2385.7868 | 5060.9304 | 0.48111 | 1.0206 | N/A | N/A | N/A | N/A | -65.8418 | 61.0743 | N/A | 2641.8 | 0.53274 | 0.25971 | 12.93% | 5844.64 | 268.697 | 2287.9761 | 2.0081 | 70357.35 | 6448.79
HPSH_panelUpgrade | HPSH + Electric Panel Upgrade |  | HPSH + Electric Panel Upgrade | PGE | PGE | CZ11 | 1978-1991 | CARE | Mixed-fuel | Mixed-fuel | -2238.84 | 244.755 | 4027.8715 | 5274.1335 | 5637.1665 | 0.44447 | -70.0848 | N/A | 3322.0471 | 11469.6969 | 0.62988 | 2.1747 | 1714.0919 | 9777.1532 | 0.325 | 1.8538 | N/A | N/A | N/A | N/A | 9062.2066 | -57.4714 | N/A | 10911.3 | 2.0688 | 1.0234 | 32.44% | 6818.73 | 451.452 | 2429.2549 | 3.155 | 99356.1 | 9057.57
HPSH_panelUpgrade | HPSH + Electric Panel Upgrade |  | HPSH + Electric Panel Upgrade | PGE | PGE | CZ11 | 1978-1991 | CARE | Mixed-fuel | Mixed-fuel | -2238.84 | 244.755 | 4027.8715 | 5274.1335 | 5637.1665 | 0.44447 | -70.0848 | N/A | 3322.0471 | 11469.6969 | 0.62988 | 2.1747 | 1714.0919 | 9777.1532 | 0.325 | 1.8538 | N/A | N/A | N/A | N/A | 9062.2066 | -57.4714 | N/A | 10911.3 | 2.0688 | 1.0234 | 32.44% | 6818.73 | 451.452 | 2429.2549 | 3.155 | 99356.1 | 9057.57
HPSH_panelUpgrade | HPSH + Electric Panel Upgrade |  | HPSH + Electric Panel Upgrade | PGE | PGE | CZ12 | 1978-1991 | CARE | Mixed-fuel | Mixed-fuel | -2254.34 | 243.592 | 3952.0255 | 4958.8719 | 5758.1781 | -36.6556 | -118.6518 | N/A | 2415.6875 | 10369.9247 | 0.48714 | 2.0912 | 546.307 | 8402.203 | 0.11017 | 1.6944 | N/A | N/A | N/A | N/A | -107.815 | -33.3078 | N/A | 10717.05 | 2.1612 | 1.0268 | 32.85% | 5265.14 | 457.229 | 1971.1998 | 3.1262 | 90703.65 | 7519.48
HPSH_panelUpgrade | HPSH + Electric Panel Upgrade |  | HPSH + Electric Panel Upgrade | PGE | PGE | CZ12 | 1978-1991 | CARE | Mixed-fuel | Mixed-fuel | -2254.34 | 243.592 | 3952.0255 | 4958.8719 | 5758.1781 | -36.6556 | -118.6518 | N/A | 2415.6875 | 10369.9247 | 0.48714 | 2.0912 | 546.307 | 8402.203 | 0.11017 | 1.6944 | N/A | N/A | N/A | N/A | -107.815 | -33.3078 | N/A | 10717.05 | 2.1612 | 1.0268 | 32.85% | 5265.14 | 457.229 | 1971.1998 | 3.1262 | 90703.65 | 7519.48
HPSH_panelUpgrade | HPSH + Electric Panel Upgrade |  | HPSH + Electric Panel Upgrade | PGE | SMUD | CZ12 | 1978-1991 | CARE | Mixed-fuel | Mixed-fuel | -2254.34 | 243.592 | 3952.0255 | 4958.8719 | 5758.1781 | 443.2734 | 443.2734 | N/A | 13357.2993 | 21887.1341 | 2.6936 | 4.4137 | 13357.2993 | 21887.1341 | 2.6936 | 4.4137 | N/A | N/A | N/A | N/A | 8.9155 | 8.9155 | N/A | 10717.05 | 2.1612 | 1.0268 | 32.85% | 5265.14 | 457.229 | 743.9085 | 3.1262 | 90703.65 | 7519.48
HPSH_panelUpgrade | HPSH + Electric Panel Upgrade |  | HPSH + Electric Panel Upgrade | PGE | SMUD | CZ12 | 1978-1991 | CARE | Mixed-fuel | Mixed-fuel | -2254.34 | 243.592 | 3952.0255 | 4958.8719 | 5758.1781 | 443.2734 | 443.2734 | N/A | 13357.2993 | 21887.1341 | 2.6936 | 4.4137 | 13357.2993 | 21887.1341 | 2.6936 | 4.4137 | N/A | N/A | N/A | N/A | 8.9155 | 8.9155 | N/A | 10717.05 | 2.1612 | 1.0268 | 32.85% | 5265.14 | 457.229 | 743.9085 | 3.1262 | 90703.65 | 7519.48
HPSH_panelUpgrade | HPSH + Electric Panel Upgrade |  | HPSH + Electric Panel Upgrade | PGE | PGE | CZ13 | 1978-1991 | CARE | Mixed-fuel | Mixed-fuel | -1570.22 | 170.927 | 4027.8715 | 5274.1335 | 2096.2665 | 17.9058 | -52.9069 | N/A | 2689.8744 | 8324.0794 | 0.51001 | 1.5783 | 1075.4591 | 6624.7356 | 0.20391 | 1.2561 | N/A | N/A | N/A | N/A | 224.948 | -76.1313 | N/A | 7370.4 | 1.3975 | 0.71172 | 26.13% | 7425.85 | 374.59 | 2467.2374 | 2.7241 | 94499.85 | 8996.07
HPSH_panelUpgrade | HPSH + Electric Panel Upgrade |  | HPSH + Electric Panel Upgrade | PGE | PGE | CZ13 | 1978-1991 | CARE | Mixed-fuel | Mixed-fuel | -1570.22 | 170.927 | 4027.8715 | 5274.1335 | 2096.2665 | 17.9058 | -52.9069 | N/A | 2689.8744 | 8324.0794 | 0.51001 | 1.5783 | 1075.4591 | 6624.7356 | 0.20391 | 1.2561 | N/A | N/A | N/A | N/A | 224.948 | -76.1313 | N/A | 7370.4 | 1.3975 | 0.71172 | 26.13% | 7425.85 | 374.59 | 2467.2374 | 2.7241 | 94499.85 | 8996.07
HPSH_panelUpgrade | HPSH + Electric Panel Upgrade |  | HPSH + Electric Panel Upgrade | SCG | SCE | CZ14 | 1978-1991 | CARE | Mixed-fuel | Mixed-fuel | -2505.66 | 236.273 | 3952.0255 | 4958.8719 | 2566.9281 | -223.7169 | -158.7491 | N/A | -2215.0539 | 4054.3361 | 0 | 0.81759 | -751.5657 | 5613.4163 | 0 | 1.132 | N/A | N/A | N/A | N/A | -17.6653 | -24.8948 | N/A | 7525.8 | 1.5176 | 0.91219 | 29.62% | 6453.08 | 444.187 | 2073.6218 | 3.0801 | 95404.5 | 8958.74
HPSH_panelUpgrade | HPSH + Electric Panel Upgrade |  | HPSH + Electric Panel Upgrade | SCG | SCE | CZ14 | 1978-1991 | CARE | Mixed-fuel | Mixed-fuel | -2505.66 | 236.273 | 3952.0255 | 4958.8719 | 2566.9281 | -223.7169 | -158.7491 | N/A | -2215.0539 | 4054.3361 | 0 | 0.81759 | -751.5657 | 5613.4163 | 0 | 1.132 | N/A | N/A | N/A | N/A | -17.6653 | -24.8948 | N/A | 7525.8 | 1.5176 | 0.91219 | 29.62% | 6453.08 | 444.187 | 2073.6218 | 3.0801 | 95404.5 | 8958.74
HPSH_panelUpgrade | HPSH + Electric Panel Upgrade |  | HPSH + Electric Panel Upgrade | SDGE | SDGE | CZ14 | 1978-1991 | CARE | Mixed-fuel | Mixed-fuel | -2505.66 | 236.273 | 3952.0255 | 4958.8719 | 2566.9281 | -210.9788 | 4.3292 | N/A | -2124.4658 | 7701.9372 | 0 | 1.5532 | 3086.9369 | 12868.8413 | 0.62251 | 2.5951 | N/A | N/A | N/A | N/A | -18.7319 | 912.8725 | N/A | 7525.8 | 1.5176 | 0.91219 | 29.62% | 6453.08 | 444.187 | 2828.07 | 3.0801 | 95404.5 | 8958.74
HPSH_panelUpgrade | HPSH + Electric Panel Upgrade |  | HPSH + Electric Panel Upgrade | SDGE | SDGE | CZ14 | 1978-1991 | CARE | Mixed-fuel | Mixed-fuel | -2505.66 | 236.273 | 3952.0255 | 4958.8719 | 2566.9281 | -210.9788 | 4.3292 | N/A | -2124.4658 | 7701.9372 | 0 | 1.5532 | 3086.9369 | 12868.8413 | 0.62251 | 2.5951 | N/A | N/A | N/A | N/A | -18.7319 | 912.8725 | N/A | 7525.8 | 1.5176 | 0.91219 | 29.62% | 6453.08 | 444.187 | 2828.07 | 3.0801 | 95404.5 | 8958.74
HPSH_panelUpgrade | HPSH + Electric Panel Upgrade |  | HPSH + Electric Panel Upgrade | SCG | SCE | CZ15 | 1978-1991 | CARE | Mixed-fuel | Mixed-fuel | -182 | 18.904 | 4103.7175 | 5589.3951 | -5028.8451 | -106.3943 | -84.5249 | N/A | -2185.6931 | -1849.3377 | 0 | 0 | -1693.0546 | -1324.5211 | 0 | 0 | N/A | N/A | N/A | N/A | -38.5708 | -48.5504 | N/A | 560.55 | 0.10029 | 0.06479 | 3.612% | 10908.6 | 199.02 | 2804.5217 | 1.7935 | 92701.65 | 11090.6
HPSH_panelUpgrade | HPSH + Electric Panel Upgrade |  | HPSH + Electric Panel Upgrade | SCG | SCE | CZ15 | 1978-1991 | CARE | Mixed-fuel | Mixed-fuel | -182 | 18.904 | 4103.7175 | 5589.3951 | -5028.8451 | -106.3943 | -84.5249 | N/A | -2185.6931 | -1849.3377 | 0 | 0 | -1693.0546 | -1324.5211 | 0 | 0 | N/A | N/A | N/A | N/A | -38.5708 | -48.5504 | N/A | 560.55 | 0.10029 | 0.06479 | 3.612% | 10908.6 | 199.02 | 2804.5217 | 1.7935 | 92701.65 | 11090.6
HPSH_panelUpgrade | HPSH + Electric Panel Upgrade |  | HPSH + Electric Panel Upgrade | PGE | PGE | CZ16 | 1978-1991 | CARE | Mixed-fuel | Mixed-fuel | -6401.45 | 629.869 | 5504.9107 | 6861.7309 | 16997.7191 | -382.3953 | -193.5176 | N/A | -199.0509 | 20298.449 | 0 | 2.9582 | 4107.0579 | 24831.0863 | 0.59855 | 3.6188 | N/A | N/A | N/A | N/A | -14.3959 | -28.4466 | N/A | 23859.45 | 3.4772 | 2.7425 | 50.12% | 4594.75 | 859.577 | 2487.9608 | 5.4715 | 133449.75 | 10996.2
HPSH_panelUpgrade | HPSH + Electric Panel Upgrade |  | HPSH + Electric Panel Upgrade | PGE | PGE | CZ16 | 1978-1991 | CARE | Mixed-fuel | Mixed-fuel | -6401.45 | 629.869 | 5504.9107 | 6861.7309 | 16997.7191 | -382.3953 | -193.5176 | N/A | -199.0509 | 20298.449 | 0 | 2.9582 | 4107.0579 | 24831.0863 | 0.59855 | 3.6188 | N/A | N/A | N/A | N/A | -14.3959 | -28.4466 | N/A | 23859.45 | 3.4772 | 2.7425 | 50.12% | 4594.75 | 859.577 | 2487.9608 | 5.4715 | 133449.75 | 10996.2
HPSH_panelUpgrade | HPSH + Electric Panel Upgrade |  | HPSH + Electric Panel Upgrade | PGE | PGE | CZ01 | 1992-2010 | Std | Mixed-fuel | Mixed-fuel | -2843.16 | 304.746 | 6821.1043 | 8335.6376 | 5322.9124 | -235.8088 | -242.5755 | N/A | -181.6908 | 12313.3467 | 0 | 1.4772 | -335.9605 | 12150.9613 | 0 | 1.4577 | N/A | N/A | N/A | N/A | -28.9264 | -28.1195 | N/A | 13658.55 | 1.6386 | 1.3535 | 38.52% | 3755.56 | 537.96 | 2435.6875 | 3.514 | 89832.3 | 6598.72
HPSH_panelUpgrade | HPSH + Electric Panel Upgrade |  | HPSH + Electric Panel Upgrade | PGE | PGE | CZ01 | 1992-2010 | Std | Mixed-fuel | Mixed-fuel | -2843.16 | 304.746 | 6821.1043 | 8335.6376 | 5322.9124 | -235.8088 | -242.5755 | N/A | -181.6908 | 12313.3467 | 0 | 1.4772 | -335.9605 | 12150.9613 | 0 | 1.4577 | N/A | N/A | N/A | N/A | -28.9264 | -28.1195 | N/A | 13658.55 | 1.6386 | 1.3535 | 38.52% | 3755.56 | 537.96 | 2435.6875 | 3.514 | 89832.3 | 6598.72
HPSH_panelUpgrade | HPSH + Electric Panel Upgrade |  | HPSH + Electric Panel Upgrade | PGE | PGE | CZ02 | 1992-2010 | Std | Mixed-fuel | Mixed-fuel | -2136.18 | 221.827 | 3876.1794 | 4678.4186 | 4429.1314 | -302.3918 | -288.9904 | N/A | -3242.1777 | 5378.5406 | 0 | 1.1496 | -2936.6478 | 5700.1433 | 0 | 1.2184 | N/A | N/A | N/A | N/A | -12.8184 | -13.4128 | N/A | 9107.55 | 1.9467 | 0.94413 | 31.79% | 3771.45 | 444.187 | 2162.5473 | 2.9696 | 79254 | 5907.63
HPSH_panelUpgrade | HPSH + Electric Panel Upgrade |  | HPSH + Electric Panel Upgrade | PGE | PGE | CZ02 | 1992-2010 | Std | Mixed-fuel | Mixed-fuel | -2136.18 | 221.827 | 3876.1794 | 4678.4186 | 4429.1314 | -302.3918 | -288.9904 | N/A | -3242.1777 | 5378.5406 | 0 | 1.1496 | -2936.6478 | 5700.1433 | 0 | 1.2184 | N/A | N/A | N/A | N/A | -12.8184 | -13.4128 | N/A | 9107.55 | 1.9467 | 0.94413 | 31.79% | 3771.45 | 444.187 | 2162.5473 | 2.9696 | 79254 | 5907.63
HPSH_panelUpgrade | HPSH + Electric Panel Upgrade |  | HPSH + Electric Panel Upgrade | PGE | PGE | CZ03 | 1992-2010 | Std | Mixed-fuel | Mixed-fuel | -1402.26 | 163.279 | 3724.4874 | 4120.6188 | 3421.8312 | -104.9959 | -134.7627 | N/A | 290.8662 | 6768.909 | 0.070588 | 1.6427 | -387.7692 | 6054.5731 | 0 | 1.4693 | N/A | N/A | N/A | N/A | -35.4727 | -27.6374 | N/A | 7542.45 | 1.8304 | 0.70982 | 27.27% | 3646.72 | 383.786 | 2041.7543 | 2.6025 | 71311.95 | 5048.98
HPSH_panelUpgrade | HPSH + Electric Panel Upgrade |  | HPSH + Electric Panel Upgrade | PGE | PGE | CZ03 | 1992-2010 | Std | Mixed-fuel | Mixed-fuel | -1402.26 | 163.279 | 3724.4874 | 4120.6188 | 3421.8312 | -104.9959 | -134.7627 | N/A | 290.8662 | 6768.909 | 0.070588 | 1.6427 | -387.7692 | 6054.5731 | 0 | 1.4693 | N/A | N/A | N/A | N/A | -35.4727 | -27.6374 | N/A | 7542.45 | 1.8304 | 0.70982 | 27.27% | 3646.72 | 383.786 | 2041.7543 | 2.6025 | 71311.95 | 5048.98
HPSH_panelUpgrade | HPSH + Electric Panel Upgrade |  | HPSH + Electric Panel Upgrade | PGE | PGE | CZ04 | 1992-2010 | Std | Mixed-fuel | Mixed-fuel | -1937.72 | 200.802 | 3876.1794 | 4678.4186 | 3746.4814 | -277.4942 | -271.3994 | N/A | -3031.3492 | 4741.5328 | 0 | 1.0135 | -2892.3961 | 4887.7957 | 0 | 1.0448 | N/A | N/A | N/A | N/A | -13.9685 | -14.2822 | N/A | 8424.9 | 1.8008 | 0.84101 | 29.63% | 4327.39 | 416.806 | 2379.7617 | 2.8381 | 80119.8 | 6265.11
HPSH_panelUpgrade | HPSH + Electric Panel Upgrade |  | HPSH + Electric Panel Upgrade | PGE | PGE | CZ04 | 1992-2010 | Std | Mixed-fuel | Mixed-fuel | -1937.72 | 200.802 | 3876.1794 | 4678.4186 | 3746.4814 | -277.4942 | -271.3994 | N/A | -3031.3492 | 4741.5328 | 0 | 1.0135 | -2892.3961 | 4887.7957 | 0 | 1.0448 | N/A | N/A | N/A | N/A | -13.9685 | -14.2822 | N/A | 8424.9 | 1.8008 | 0.84101 | 29.63% | 4327.39 | 416.806 | 2379.7617 | 2.8381 | 80119.8 | 6265.11
HPSH_panelUpgrade | HPSH + Electric Panel Upgrade |  | HPSH + Electric Panel Upgrade | CPAU | CPAU | CZ04 | 1992-2010 | Std | Mixed-fuel | Mixed-fuel | -1937.72 | 200.802 | 3876.1794 | 4678.4186 | 3746.4814 | -126.4759 | -126.4759 | N/A | -333.5062 | 5787.5171 | 0 | 1.2371 | -333.5062 | 5787.5171 | 0 | 1.2371 | N/A | N/A | N/A | N/A | -30.6476 | -30.6476 | N/A | 8424.9 | 1.8008 | 0.84101 | 29.63% | 4327.39 | 416.806 | 1614.8735 | 2.8381 | 80119.8 | 6265.11
HPSH_panelUpgrade | HPSH + Electric Panel Upgrade |  | HPSH + Electric Panel Upgrade | CPAU | CPAU | CZ04 | 1992-2010 | Std | Mixed-fuel | Mixed-fuel | -1937.72 | 200.802 | 3876.1794 | 4678.4186 | 3746.4814 | -126.4759 | -126.4759 | N/A | -333.5062 | 5787.5171 | 0 | 1.2371 | -333.5062 | 5787.5171 | 0 | 1.2371 | N/A | N/A | N/A | N/A | -30.6476 | -30.6476 | N/A | 8424.9 | 1.8008 | 0.84101 | 29.63% | 4327.39 | 416.806 | 1614.8735 | 2.8381 | 80119.8 | 6265.11
HPSH_panelUpgrade | HPSH + Electric Panel Upgrade |  | HPSH + Electric Panel Upgrade | PGE | PGE | CZ05 | 1992-2010 | Std | Mixed-fuel | Mixed-fuel | -1439.22 | 151.305 | 3800.3334 | 4397.9653 | 2078.8847 | -144.9242 | -175.0453 | N/A | -844.9268 | 5030.5314 | 0 | 1.1438 | -1531.6398 | 4307.693 | 0 | 0.97947 | N/A | N/A | N/A | N/A | -26.2229 | -21.7106 | N/A | 6476.85 | 1.4727 | 0.64579 | 25.47% | 3648.34 | 372.566 | 2013.2696 | 2.5359 | 69763.5 | 5087.56
HPSH_panelUpgrade | HPSH + Electric Panel Upgrade |  | HPSH + Electric Panel Upgrade | PGE | PGE | CZ05 | 1992-2010 | Std | Mixed-fuel | Mixed-fuel | -1439.22 | 151.305 | 3800.3334 | 4397.9653 | 2078.8847 | -144.9242 | -175.0453 | N/A | -844.9268 | 5030.5314 | 0 | 1.1438 | -1531.6398 | 4307.693 | 0 | 0.97947 | N/A | N/A | N/A | N/A | -26.2229 | -21.7106 | N/A | 6476.85 | 1.4727 | 0.64579 | 25.47% | 3648.34 | 372.566 | 2013.2696 | 2.5359 | 69763.5 | 5087.56
HPSH_panelUpgrade | HPSH + Electric Panel Upgrade |  | HPSH + Electric Panel Upgrade | SCG | PGE | CZ05 | 1992-2010 | Std | Mixed-fuel | Mixed-fuel | -1439.22 | 151.305 | 3800.3334 | 4397.9653 | 2078.8847 | -204.3118 | -234.433 | N/A | -2634.4751 | 2098.1959 | 0 | 0.47708 | -3321.1881 | 1375.3575 | 0 | 0.31273 | N/A | N/A | N/A | N/A | -18.6007 | -16.2107 | N/A | 6476.85 | 1.4727 | 0.64579 | 25.47% | 3648.34 | 372.566 | 1942.8817 | 2.5359 | 69763.5 | 5087.56
HPSH_panelUpgrade | HPSH + Electric Panel Upgrade |  | HPSH + Electric Panel Upgrade | SCG | PGE | CZ05 | 1992-2010 | Std | Mixed-fuel | Mixed-fuel | -1439.22 | 151.305 | 3800.3334 | 4397.9653 | 2078.8847 | -204.3118 | -234.433 | N/A | -2634.4751 | 2098.1959 | 0 | 0.47708 | -3321.1881 | 1375.3575 | 0 | 0.31273 | N/A | N/A | N/A | N/A | -18.6007 | -16.2107 | N/A | 6476.85 | 1.4727 | 0.64579 | 25.47% | 3648.34 | 372.566 | 1942.8817 | 2.5359 | 69763.5 | 5087.56
HPSH_panelUpgrade | HPSH + Electric Panel Upgrade |  | HPSH + Electric Panel Upgrade | SCG | SCE | CZ06 | 1992-2010 | Std | Mixed-fuel | Mixed-fuel | -212.17 | 28.707 | 3800.3334 | 4397.9653 | -2744.0653 | -24.6168 | -185.5389 | N/A | -166.1994 | 704.7925 | 0 | 0.16025 | -3791.1888 | -3156.9737 | 0 | 0 | N/A | N/A | N/A | N/A | -154.3799 | -20.4827 | N/A | 1653.9 | 0.37606 | 0.12148 | 7% | 3678.46 | 237.079 | 1497.2785 | 1.7354 | 53785.05 | 3890.63
HPSH_panelUpgrade | HPSH + Electric Panel Upgrade |  | HPSH + Electric Panel Upgrade | SCG | SCE | CZ06 | 1992-2010 | Std | Mixed-fuel | Mixed-fuel | -212.17 | 28.707 | 3800.3334 | 4397.9653 | -2744.0653 | -24.6168 | -185.5389 | N/A | -166.1994 | 704.7925 | 0 | 0.16025 | -3791.1888 | -3156.9737 | 0 | 0 | N/A | N/A | N/A | N/A | -154.3799 | -20.4827 | N/A | 1653.9 | 0.37606 | 0.12148 | 7% | 3678.46 | 237.079 | 1497.2785 | 1.7354 | 53785.05 | 3890.63
HPSH_panelUpgrade | HPSH + Electric Panel Upgrade |  | HPSH + Electric Panel Upgrade | SDGE | SDGE | CZ07 | 1992-2010 | Std | Mixed-fuel | Mixed-fuel | -164.01 | 23.326 | 3800.3334 | 4397.9653 | -2721.8653 | -66.5618 | -72.0807 | N/A | -1256.3074 | -78.7099 | 0 | 0 | -1389.8895 | -211.1514 | 0 | 0 | N/A | N/A | N/A | N/A | -57.0948 | -52.7233 | N/A | 1676.1 | 0.38111 | 0.10353 | 6.085% | 3799.72 | 230.139 | 2127.2702 | 1.7013 | 54639.75 | 3963.73
HPSH_panelUpgrade | HPSH + Electric Panel Upgrade |  | HPSH + Electric Panel Upgrade | SDGE | SDGE | CZ07 | 1992-2010 | Std | Mixed-fuel | Mixed-fuel | -164.01 | 23.326 | 3800.3334 | 4397.9653 | -2721.8653 | -66.5618 | -72.0807 | N/A | -1256.3074 | -78.7099 | 0 | 0 | -1389.8895 | -211.1514 | 0 | 0 | N/A | N/A | N/A | N/A | -57.0948 | -52.7233 | N/A | 1676.1 | 0.38111 | 0.10353 | 6.085% | 3799.72 | 230.139 | 2127.2702 | 1.7013 | 54639.75 | 3963.73
HPSH_panelUpgrade | HPSH + Electric Panel Upgrade |  | HPSH + Electric Panel Upgrade | SCG | SCE | CZ08 | 1992-2010 | Std | Mixed-fuel | Mixed-fuel | -315.36 | 37.056 | 3952.0255 | 4958.8719 | -3177.3219 | -61.5195 | -181.4273 | N/A | -877.6147 | 219.1205 | 0 | 0.044188 | -3578.7007 | -2658.3949 | 0 | 0 | N/A | N/A | N/A | N/A | -64.2402 | -21.783 | N/A | 1781.55 | 0.35927 | 0.15085 | 8.367% | 4680.72 | 240.752 | 1938.7317 | 1.803 | 60356.25 | 4996.08
HPSH_panelUpgrade | HPSH + Electric Panel Upgrade |  | HPSH + Electric Panel Upgrade | SCG | SCE | CZ08 | 1992-2010 | Std | Mixed-fuel | Mixed-fuel | -315.36 | 37.056 | 3952.0255 | 4958.8719 | -3177.3219 | -61.5195 | -181.4273 | N/A | -877.6147 | 219.1205 | 0 | 0.044188 | -3578.7007 | -2658.3949 | 0 | 0 | N/A | N/A | N/A | N/A | -64.2402 | -21.783 | N/A | 1781.55 | 0.35927 | 0.15085 | 8.367% | 4680.72 | 240.752 | 1938.7317 | 1.803 | 60356.25 | 4996.08
HPSH_panelUpgrade | HPSH + Electric Panel Upgrade |  | HPSH + Electric Panel Upgrade | SCG | SCE | CZ09 | 1992-2010 | Std | Mixed-fuel | Mixed-fuel | -490.03 | 56.156 | 3952.0255 | 4958.8719 | -2400.3219 | -92.5058 | -239.3752 | N/A | -1309.0988 | 364.7005 | 0 | 0.073545 | -4617.5301 | -3159.8307 | 0 | 0 | N/A | N/A | N/A | N/A | -42.7219 | -16.5098 | N/A | 2558.55 | 0.51595 | 0.22522 | 11.71% | 4610.72 | 260.94 | 1901.701 | 1.9232 | 62615.1 | 5100.75
HPSH_panelUpgrade | HPSH + Electric Panel Upgrade |  | HPSH + Electric Panel Upgrade | SCG | SCE | CZ09 | 1992-2010 | Std | Mixed-fuel | Mixed-fuel | -490.03 | 56.156 | 3952.0255 | 4958.8719 | -2400.3219 | -92.5058 | -239.3752 | N/A | -1309.0988 | 364.7005 | 0 | 0.073545 | -4617.5301 | -3159.8307 | 0 | 0 | N/A | N/A | N/A | N/A | -42.7219 | -16.5098 | N/A | 2558.55 | 0.51595 | 0.22522 | 11.71% | 4610.72 | 260.94 | 1901.701 | 1.9232 | 62615.1 | 5100.75
HPSH_panelUpgrade | HPSH + Electric Panel Upgrade |  | HPSH + Electric Panel Upgrade | SCG | SCE | CZ10 | 1992-2010 | Std | Mixed-fuel | Mixed-fuel | -492.94 | 54.471 | 3952.0255 | 4958.8719 | -2677.8219 | -78.6847 | -252.5962 | N/A | -1031.7504 | 582.9753 | 0 | 0.11756 | -4949.3416 | -3590.5049 | 0 | 0 | N/A | N/A | N/A | N/A | -50.2261 | -15.6456 | N/A | 2281.05 | 0.45999 | 0.21802 | 11.36% | 5072.37 | 257.381 | 2064.8421 | 1.9185 | 64785.15 | 5565.31
HPSH_panelUpgrade | HPSH + Electric Panel Upgrade |  | HPSH + Electric Panel Upgrade | SCG | SCE | CZ10 | 1992-2010 | Std | Mixed-fuel | Mixed-fuel | -492.94 | 54.471 | 3952.0255 | 4958.8719 | -2677.8219 | -78.6847 | -252.5962 | N/A | -1031.7504 | 582.9753 | 0 | 0.11756 | -4949.3416 | -3590.5049 | 0 | 0 | N/A | N/A | N/A | N/A | -50.2261 | -15.6456 | N/A | 2281.05 | 0.45999 | 0.21802 | 11.36% | 5072.37 | 257.381 | 2064.8421 | 1.9185 | 64785.15 | 5565.31
HPSH_panelUpgrade | HPSH + Electric Panel Upgrade |  | HPSH + Electric Panel Upgrade | SDGE | SDGE | CZ10 | 1992-2010 | Std | Mixed-fuel | Mixed-fuel | -492.94 | 54.471 | 3952.0255 | 4958.8719 | -2677.8219 | -104.7113 | -14.1904 | N/A | -1678.6406 | 1150.5216 | 0 | 0.23201 | 512.3648 | 3322.8188 | 0.10332 | 0.67008 | N/A | N/A | N/A | N/A | -37.7421 | -278.5009 | N/A | 2281.05 | 0.45999 | 0.21802 | 11.36% | 5072.37 | 257.381 | 2970.8642 | 1.9185 | 64785.15 | 5565.31
HPSH_panelUpgrade | HPSH + Electric Panel Upgrade |  | HPSH + Electric Panel Upgrade | SDGE | SDGE | CZ10 | 1992-2010 | Std | Mixed-fuel | Mixed-fuel | -492.94 | 54.471 | 3952.0255 | 4958.8719 | -2677.8219 | -104.7113 | -14.1904 | N/A | -1678.6406 | 1150.5216 | 0 | 0.23201 | 512.3648 | 3322.8188 | 0.10332 | 0.67008 | N/A | N/A | N/A | N/A | -37.7421 | -278.5009 | N/A | 2281.05 | 0.45999 | 0.21802 | 11.36% | 5072.37 | 257.381 | 2970.8642 | 1.9185 | 64785.15 | 5565.31
HPSH_panelUpgrade | HPSH + Electric Panel Upgrade |  | HPSH + Electric Panel Upgrade | PGE | PGE | CZ11 | 1992-2010 | Std | Mixed-fuel | Mixed-fuel | -1822.17 | 199.673 | 4027.8715 | 5274.1335 | 3772.3665 | -95.2733 | -272.0043 | N/A | 1181.8847 | 9318.174 | 0.22409 | 1.7668 | -2847.2992 | 5077.0296 | 0 | 0.96263 | N/A | N/A | N/A | N/A | -42.277 | -14.8081 | N/A | 9046.5 | 1.7153 | 0.84003 | 29.48% | 5826.62 | 406.37 | 3004.0033 | 2.8491 | 88300.5 | 7648.79
HPSH_panelUpgrade | HPSH + Electric Panel Upgrade |  | HPSH + Electric Panel Upgrade | PGE | PGE | CZ11 | 1992-2010 | Std | Mixed-fuel | Mixed-fuel | -1822.17 | 199.673 | 4027.8715 | 5274.1335 | 3772.3665 | -95.2733 | -272.0043 | N/A | 1181.8847 | 9318.174 | 0.22409 | 1.7668 | -2847.2992 | 5077.0296 | 0 | 0.96263 | N/A | N/A | N/A | N/A | -42.277 | -14.8081 | N/A | 9046.5 | 1.7153 | 0.84003 | 29.48% | 5826.62 | 406.37 | 3004.0033 | 2.8491 | 88300.5 | 7648.79
HPSH_panelUpgrade | HPSH + Electric Panel Upgrade |  | HPSH + Electric Panel Upgrade | PGE | PGE | CZ12 | 1992-2010 | Std | Mixed-fuel | Mixed-fuel | -1875.91 | 203.926 | 3952.0255 | 4958.8719 | 4209.7281 | -147.4902 | -305.3456 | N/A | 27.4406 | 8189.7081 | 0.0055336 | 1.6515 | -3571.4078 | 4401.5376 | 0 | 0.88761 | N/A | N/A | N/A | N/A | -26.7952 | -12.9428 | N/A | 9168.6 | 1.8489 | 0.8673 | 30.33% | 4572.59 | 417.563 | 2459.4357 | 2.86 | 81879.15 | 6448.5
HPSH_panelUpgrade | HPSH + Electric Panel Upgrade |  | HPSH + Electric Panel Upgrade | PGE | PGE | CZ12 | 1992-2010 | Std | Mixed-fuel | Mixed-fuel | -1875.91 | 203.926 | 3952.0255 | 4958.8719 | 4209.7281 | -147.4902 | -305.3456 | N/A | 27.4406 | 8189.7081 | 0.0055336 | 1.6515 | -3571.4078 | 4401.5376 | 0 | 0.88761 | N/A | N/A | N/A | N/A | -26.7952 | -12.9428 | N/A | 9168.6 | 1.8489 | 0.8673 | 30.33% | 4572.59 | 417.563 | 2459.4357 | 2.86 | 81879.15 | 6448.5
HPSH_panelUpgrade | HPSH + Electric Panel Upgrade |  | HPSH + Electric Panel Upgrade | PGE | SMUD | CZ12 | 1992-2010 | Std | Mixed-fuel | Mixed-fuel | -1875.91 | 203.926 | 3952.0255 | 4958.8719 | 4209.7281 | 245.6663 | 245.6663 | N/A | 8990.7776 | 17624.573 | 1.8131 | 3.5541 | 8990.7776 | 17624.573 | 1.8131 | 3.5541 | N/A | N/A | N/A | N/A | 16.087 | 16.087 | N/A | 9168.6 | 1.8489 | 0.8673 | 30.33% | 4572.59 | 417.563 | 1820.1304 | 2.86 | 81879.15 | 6448.5
HPSH_panelUpgrade | HPSH + Electric Panel Upgrade |  | HPSH + Electric Panel Upgrade | PGE | SMUD | CZ12 | 1992-2010 | Std | Mixed-fuel | Mixed-fuel | -1875.91 | 203.926 | 3952.0255 | 4958.8719 | 4209.7281 | 245.6663 | 245.6663 | N/A | 8990.7776 | 17624.573 | 1.8131 | 3.5541 | 8990.7776 | 17624.573 | 1.8131 | 3.5541 | N/A | N/A | N/A | N/A | 16.087 | 16.087 | N/A | 9168.6 | 1.8489 | 0.8673 | 30.33% | 4572.59 | 417.563 | 1820.1304 | 2.86 | 81879.15 | 6448.5
HPSH_panelUpgrade | HPSH + Electric Panel Upgrade |  | HPSH + Electric Panel Upgrade | PGE | PGE | CZ13 | 1992-2010 | Std | Mixed-fuel | Mixed-fuel | -1281.24 | 140.232 | 4027.8715 | 5274.1335 | 903.0165 | -41.3124 | -218.2135 | N/A | 1381.7879 | 7048.2688 | 0.26199 | 1.3364 | -2651.2732 | 2803.0433 | 0 | 0.53147 | N/A | N/A | N/A | N/A | -97.498 | -18.4584 | N/A | 6177.15 | 1.1712 | 0.58819 | 23.51% | 6299.46 | 343.895 | 3079.6018 | 2.5019 | 84315.6 | 7580.7
HPSH_panelUpgrade | HPSH + Electric Panel Upgrade |  | HPSH + Electric Panel Upgrade | PGE | PGE | CZ13 | 1992-2010 | Std | Mixed-fuel | Mixed-fuel | -1281.24 | 140.232 | 4027.8715 | 5274.1335 | 903.0165 | -41.3124 | -218.2135 | N/A | 1381.7879 | 7048.2688 | 0.26199 | 1.3364 | -2651.2732 | 2803.0433 | 0 | 0.53147 | N/A | N/A | N/A | N/A | -97.498 | -18.4584 | N/A | 6177.15 | 1.1712 | 0.58819 | 23.51% | 6299.46 | 343.895 | 3079.6018 | 2.5019 | 84315.6 | 7580.7
HPSH_panelUpgrade | HPSH + Electric Panel Upgrade |  | HPSH + Electric Panel Upgrade | SCG | SCE | CZ14 | 1992-2010 | Std | Mixed-fuel | Mixed-fuel | -2101.55 | 199.671 | 3952.0255 | 4958.8719 | 1645.6281 | -337.6589 | -335.3244 | N/A | -4646.1892 | 1772.2529 | 0 | 0.35739 | -4593.6015 | 1828.2755 | 0 | 0.36869 | N/A | N/A | N/A | N/A | -11.7042 | -11.7857 | N/A | 6604.5 | 1.3319 | 0.78024 | 27.55% | 5563.13 | 407.585 | 2561.6 | 2.8316 | 85958.4 | 7664.68
HPSH_panelUpgrade | HPSH + Electric Panel Upgrade |  | HPSH + Electric Panel Upgrade | SCG | SCE | CZ14 | 1992-2010 | Std | Mixed-fuel | Mixed-fuel | -2101.55 | 199.671 | 3952.0255 | 4958.8719 | 1645.6281 | -337.6589 | -335.3244 | N/A | -4646.1892 | 1772.2529 | 0 | 0.35739 | -4593.6015 | 1828.2755 | 0 | 0.36869 | N/A | N/A | N/A | N/A | -11.7042 | -11.7857 | N/A | 6604.5 | 1.3319 | 0.78024 | 27.55% | 5563.13 | 407.585 | 2561.6 | 2.8316 | 85958.4 | 7664.68
HPSH_panelUpgrade | HPSH + Electric Panel Upgrade |  | HPSH + Electric Panel Upgrade | SDGE | SDGE | CZ14 | 1992-2010 | Std | Mixed-fuel | Mixed-fuel | -2101.55 | 199.671 | 3952.0255 | 4958.8719 | 1645.6281 | -354.7724 | -175.7958 | N/A | -5401.8847 | 5120.236 | 0 | 1.0325 | -1069.8628 | 9415.268 | 0 | 1.8987 | N/A | N/A | N/A | N/A | -11.1396 | -22.4808 | N/A | 6604.5 | 1.3319 | 0.78024 | 27.55% | 5563.13 | 407.585 | 3580.3969 | 2.8316 | 85958.4 | 7664.68
HPSH_panelUpgrade | HPSH + Electric Panel Upgrade |  | HPSH + Electric Panel Upgrade | SDGE | SDGE | CZ14 | 1992-2010 | Std | Mixed-fuel | Mixed-fuel | -2101.55 | 199.671 | 3952.0255 | 4958.8719 | 1645.6281 | -354.7724 | -175.7958 | N/A | -5401.8847 | 5120.236 | 0 | 1.0325 | -1069.8628 | 9415.268 | 0 | 1.8987 | N/A | N/A | N/A | N/A | -11.1396 | -22.4808 | N/A | 6604.5 | 1.3319 | 0.78024 | 27.55% | 5563.13 | 407.585 | 3580.3969 | 2.8316 | 85958.4 | 7664.68
HPSH_panelUpgrade | HPSH + Electric Panel Upgrade |  | HPSH + Electric Panel Upgrade | SCG | SCE | CZ15 | 1992-2010 | Std | Mixed-fuel | Mixed-fuel | -126.14 | 12.925 | 4103.7175 | 5589.3951 | -5211.9951 | -141.9294 | -221.58 | N/A | -3012.8927 | -2791.2532 | 0 | 0 | -4807.1292 | -4702.6856 | 0 | 0 | N/A | N/A | N/A | N/A | -28.9138 | -18.5203 | N/A | 377.4 | 0.067521 | 0.0435 | 2.545% | 9137.39 | 193.041 | 3431.4167 | 1.7093 | 82029 | 9263.53
HPSH_panelUpgrade | HPSH + Electric Panel Upgrade |  | HPSH + Electric Panel Upgrade | SCG | SCE | CZ15 | 1992-2010 | Std | Mixed-fuel | Mixed-fuel | -126.14 | 12.925 | 4103.7175 | 5589.3951 | -5211.9951 | -141.9294 | -221.58 | N/A | -3012.8927 | -2791.2532 | 0 | 0 | -4807.1292 | -4702.6856 | 0 | 0 | N/A | N/A | N/A | N/A | -28.9138 | -18.5203 | N/A | 377.4 | 0.067521 | 0.0435 | 2.545% | 9137.39 | 193.041 | 3431.4167 | 1.7093 | 82029 | 9263.53
HPSH_panelUpgrade | HPSH + Electric Panel Upgrade |  | HPSH + Electric Panel Upgrade | PGE | PGE | CZ16 | 1992-2010 | Std | Mixed-fuel | Mixed-fuel | -3984.67 | 395.509 | 5504.9107 | 6861.7309 | 8361.9191 | -508.4056 | -480.3415 | N/A | -5090.2383 | 10291.0921 | 0 | 1.4998 | -4450.4235 | 10964.5652 | 0 | 1.5979 | N/A | N/A | N/A | N/A | -10.8278 | -11.4604 | N/A | 15223.65 | 2.2186 | 1.7186 | 42.26% | 4303.23 | 625.217 | 2773.5754 | 4.0664 | 103735.05 | 8287.9
HPSH_panelUpgrade | HPSH + Electric Panel Upgrade |  | HPSH + Electric Panel Upgrade | PGE | PGE | CZ16 | 1992-2010 | Std | Mixed-fuel | Mixed-fuel | -3984.67 | 395.509 | 5504.9107 | 6861.7309 | 8361.9191 | -508.4056 | -480.3415 | N/A | -5090.2383 | 10291.0921 | 0 | 1.4998 | -4450.4235 | 10964.5652 | 0 | 1.5979 | N/A | N/A | N/A | N/A | -10.8278 | -11.4604 | N/A | 15223.65 | 2.2186 | 1.7186 | 42.26% | 4303.23 | 625.217 | 2773.5754 | 4.0664 | 103735.05 | 8287.9
HPSH_panelUpgrade | HPSH + Electric Panel Upgrade |  | HPSH + Electric Panel Upgrade | PGE | PGE | CZ01 | 1992-2010 | CARE | Mixed-fuel | Mixed-fuel | -2843.16 | 304.746 | 6821.1043 | 8335.6376 | 5322.9124 | -54.3824 | -58.7808 | N/A | 2861.8835 | 12886.6442 | 0.34333 | 1.546 | 2761.6081 | 12781.0937 | 0.3313 | 1.5333 | N/A | N/A | N/A | N/A | -125.4284 | -116.0431 | N/A | 13658.55 | 1.6386 | 1.3535 | 38.52% | 3755.56 | 537.96 | 1702.6571 | 3.514 | 89832.3 | 6598.72
HPSH_panelUpgrade | HPSH + Electric Panel Upgrade |  | HPSH + Electric Panel Upgrade | PGE | PGE | CZ01 | 1992-2010 | CARE | Mixed-fuel | Mixed-fuel | -2843.16 | 304.746 | 6821.1043 | 8335.6376 | 5322.9124 | -54.3824 | -58.7808 | N/A | 2861.8835 | 12886.6442 | 0.34333 | 1.546 | 2761.6081 | 12781.0937 | 0.3313 | 1.5333 | N/A | N/A | N/A | N/A | -125.4284 | -116.0431 | N/A | 13658.55 | 1.6386 | 1.3535 | 38.52% | 3755.56 | 537.96 | 1702.6571 | 3.514 | 89832.3 | 6598.72
HPSH_panelUpgrade | HPSH + Electric Panel Upgrade |  | HPSH + Electric Panel Upgrade | PGE | PGE | CZ02 | 1992-2010 | CARE | Mixed-fuel | Mixed-fuel | -2136.18 | 221.827 | 3876.1794 | 4678.4186 | 4429.1314 | -127.2107 | -118.4998 | N/A | -17.8512 | 6919.99 | 0 | 1.4791 | 180.7432 | 7129.0318 | 0.038633 | 1.5238 | N/A | N/A | N/A | N/A | -30.4705 | -32.7104 | N/A | 9107.55 | 1.9467 | 0.94413 | 31.79% | 3771.45 | 444.187 | 1493.3236 | 2.9696 | 79254 | 5907.63
HPSH_panelUpgrade | HPSH + Electric Panel Upgrade |  | HPSH + Electric Panel Upgrade | PGE | PGE | CZ02 | 1992-2010 | CARE | Mixed-fuel | Mixed-fuel | -2136.18 | 221.827 | 3876.1794 | 4678.4186 | 4429.1314 | -127.2107 | -118.4998 | N/A | -17.8512 | 6919.99 | 0 | 1.4791 | 180.7432 | 7129.0318 | 0.038633 | 1.5238 | N/A | N/A | N/A | N/A | -30.4705 | -32.7104 | N/A | 9107.55 | 1.9467 | 0.94413 | 31.79% | 3771.45 | 444.187 | 1493.3236 | 2.9696 | 79254 | 5907.63
HPSH_panelUpgrade | HPSH + Electric Panel Upgrade |  | HPSH + Electric Panel Upgrade | PGE | PGE | CZ03 | 1992-2010 | CARE | Mixed-fuel | Mixed-fuel | -1402.26 | 163.279 | 3724.4874 | 4120.6188 | 3421.8312 | -17.2754 | -36.6238 | N/A | 1725.0163 | 6916.5882 | 0.41863 | 1.6785 | 1283.9033 | 6452.2699 | 0.31158 | 1.5658 | N/A | N/A | N/A | N/A | -215.5951 | -101.6958 | N/A | 7542.45 | 1.8304 | 0.70982 | 27.27% | 3646.72 | 383.786 | 1395.0535 | 2.6025 | 71311.95 | 5048.98
HPSH_panelUpgrade | HPSH + Electric Panel Upgrade |  | HPSH + Electric Panel Upgrade | PGE | PGE | CZ03 | 1992-2010 | CARE | Mixed-fuel | Mixed-fuel | -1402.26 | 163.279 | 3724.4874 | 4120.6188 | 3421.8312 | -17.2754 | -36.6238 | N/A | 1725.0163 | 6916.5882 | 0.41863 | 1.6785 | 1283.9033 | 6452.2699 | 0.31158 | 1.5658 | N/A | N/A | N/A | N/A | -215.5951 | -101.6958 | N/A | 7542.45 | 1.8304 | 0.70982 | 27.27% | 3646.72 | 383.786 | 1395.0535 | 2.6025 | 71311.95 | 5048.98
HPSH_panelUpgrade | HPSH + Electric Panel Upgrade |  | HPSH + Electric Panel Upgrade | PGE | PGE | CZ04 | 1992-2010 | CARE | Mixed-fuel | Mixed-fuel | -1937.72 | 200.802 | 3876.1794 | 4678.4186 | 3746.4814 | -117.818 | -113.8563 | N/A | -85.4384 | 6170.6374 | 0 | 1.319 | 4.8811 | 6265.7083 | 0.0010433 | 1.3393 | N/A | N/A | N/A | N/A | -32.8997 | -34.0445 | N/A | 8424.9 | 1.8008 | 0.84101 | 29.63% | 4327.39 | 416.806 | 1625.6219 | 2.8381 | 80119.8 | 6265.11
HPSH_panelUpgrade | HPSH + Electric Panel Upgrade |  | HPSH + Electric Panel Upgrade | PGE | PGE | CZ04 | 1992-2010 | CARE | Mixed-fuel | Mixed-fuel | -1937.72 | 200.802 | 3876.1794 | 4678.4186 | 3746.4814 | -117.818 | -113.8563 | N/A | -85.4384 | 6170.6374 | 0 | 1.319 | 4.8811 | 6265.7083 | 0.0010433 | 1.3393 | N/A | N/A | N/A | N/A | -32.8997 | -34.0445 | N/A | 8424.9 | 1.8008 | 0.84101 | 29.63% | 4327.39 | 416.806 | 1625.6219 | 2.8381 | 80119.8 | 6265.11
HPSH_panelUpgrade | HPSH + Electric Panel Upgrade |  | HPSH + Electric Panel Upgrade | CPAU | CPAU | CZ04 | 1992-2010 | CARE | Mixed-fuel | Mixed-fuel | -1937.72 | 200.802 | 3876.1794 | 4678.4186 | 3746.4814 | 0 | 0 | N/A | 0 | 0 | 0 | 0 | 0 | 0 | 0 | 0 | N/A | N/A | N/A | N/A | #DIV/0! | #DIV/0! | N/A | 8424.9 | 1.8008 | 0.84101 | 29.63% | 4327.39 | 416.806 | 0 | 2.8381 | 80119.8 | 6265.11
HPSH_panelUpgrade | HPSH + Electric Panel Upgrade |  | HPSH + Electric Panel Upgrade | CPAU | CPAU | CZ04 | 1992-2010 | CARE | Mixed-fuel | Mixed-fuel | -1937.72 | 200.802 | 3876.1794 | 4678.4186 | 3746.4814 | 0 | 0 | N/A | 0 | 0 | 0 | 0 | 0 | 0 | 0 | 0 | N/A | N/A | N/A | N/A | #DIV/0! | #DIV/0! | N/A | 8424.9 | 1.8008 | 0.84101 | 29.63% | 4327.39 | 416.806 | 0 | 2.8381 | 80119.8 | 6265.11
HPSH_panelUpgrade | HPSH + Electric Panel Upgrade |  | HPSH + Electric Panel Upgrade | PGE | PGE | CZ05 | 1992-2010 | CARE | Mixed-fuel | Mixed-fuel | -1439.22 | 151.305 | 3800.3334 | 4397.9653 | 2078.8847 | -47.552 | -67.1307 | N/A | 856.4773 | 5573.1779 | 0.19474 | 1.2672 | 410.1139 | 5103.333 | 0.093251 | 1.1604 | N/A | N/A | N/A | N/A | -79.9195 | -56.6109 | N/A | 6476.85 | 1.4727 | 0.64579 | 25.47% | 3648.34 | 372.566 | 1372.4519 | 2.5359 | 69763.5 | 5087.56
HPSH_panelUpgrade | HPSH + Electric Panel Upgrade |  | HPSH + Electric Panel Upgrade | PGE | PGE | CZ05 | 1992-2010 | CARE | Mixed-fuel | Mixed-fuel | -1439.22 | 151.305 | 3800.3334 | 4397.9653 | 2078.8847 | -47.552 | -67.1307 | N/A | 856.4773 | 5573.1779 | 0.19474 | 1.2672 | 410.1139 | 5103.333 | 0.093251 | 1.1604 | N/A | N/A | N/A | N/A | -79.9195 | -56.6109 | N/A | 6476.85 | 1.4727 | 0.64579 | 25.47% | 3648.34 | 372.566 | 1372.4519 | 2.5359 | 69763.5 | 5087.56
HPSH_panelUpgrade | HPSH + Electric Panel Upgrade |  | HPSH + Electric Panel Upgrade | SCG | PGE | CZ05 | 1992-2010 | CARE | Mixed-fuel | Mixed-fuel | -1439.22 | 151.305 | 3800.3334 | 4397.9653 | 2078.8847 | -94.9923 | -114.571 | N/A | -573.0549 | 3230.7611 | 0 | 0.7346 | -1019.4183 | 2760.9161 | 0 | 0.62777 | N/A | N/A | N/A | N/A | -40.0068 | -33.1701 | N/A | 6476.85 | 1.4727 | 0.64579 | 25.47% | 3648.34 | 372.566 | 1316.7156 | 2.5359 | 69763.5 | 5087.56
HPSH_panelUpgrade | HPSH + Electric Panel Upgrade |  | HPSH + Electric Panel Upgrade | SCG | PGE | CZ05 | 1992-2010 | CARE | Mixed-fuel | Mixed-fuel | -1439.22 | 151.305 | 3800.3334 | 4397.9653 | 2078.8847 | -94.9923 | -114.571 | N/A | -573.0549 | 3230.7611 | 0 | 0.7346 | -1019.4183 | 2760.9161 | 0 | 0.62777 | N/A | N/A | N/A | N/A | -40.0068 | -33.1701 | N/A | 6476.85 | 1.4727 | 0.64579 | 25.47% | 3648.34 | 372.566 | 1316.7156 | 2.5359 | 69763.5 | 5087.56
HPSH_panelUpgrade | HPSH + Electric Panel Upgrade |  | HPSH + Electric Panel Upgrade | SCG | SCE | CZ06 | 1992-2010 | CARE | Mixed-fuel | Mixed-fuel | -212.17 | 28.707 | 3800.3334 | 4397.9653 | -2744.0653 | -10.9127 | -119.5351 | N/A | 59.6857 | 757.3598 | 0.013571 | 0.17221 | -2387.1821 | -1849.3324 | 0 | 0 | N/A | N/A | N/A | N/A | -348.2502 | -31.7926 | N/A | 1653.9 | 0.37606 | 0.12148 | 7% | 3678.46 | 237.079 | 1000.6381 | 1.7354 | 53785.05 | 3890.63
HPSH_panelUpgrade | HPSH + Electric Panel Upgrade |  | HPSH + Electric Panel Upgrade | SCG | SCE | CZ06 | 1992-2010 | CARE | Mixed-fuel | Mixed-fuel | -212.17 | 28.707 | 3800.3334 | 4397.9653 | -2744.0653 | -10.9127 | -119.5351 | N/A | 59.6857 | 757.3598 | 0.013571 | 0.17221 | -2387.1821 | -1849.3324 | 0 | 0 | N/A | N/A | N/A | N/A | -348.2502 | -31.7926 | N/A | 1653.9 | 0.37606 | 0.12148 | 7% | 3678.46 | 237.079 | 1000.6381 | 1.7354 | 53785.05 | 3890.63
HPSH_panelUpgrade | HPSH + Electric Panel Upgrade |  | HPSH + Electric Panel Upgrade | SDGE | SDGE | CZ07 | 1992-2010 | CARE | Mixed-fuel | Mixed-fuel | -164.01 | 23.326 | 3800.3334 | 4397.9653 | -2721.8653 | -34.9057 | -38.493 | N/A | -564.7025 | 361.595 | 0 | 0.082219 | -651.5308 | 275.508 | 0 | 0.062644 | N/A | N/A | N/A | N/A | -108.8742 | -98.7279 | N/A | 1676.1 | 0.38111 | 0.10353 | 6.085% | 3799.72 | 230.139 | 1402.2108 | 1.7013 | 54639.75 | 3963.73
HPSH_panelUpgrade | HPSH + Electric Panel Upgrade |  | HPSH + Electric Panel Upgrade | SDGE | SDGE | CZ07 | 1992-2010 | CARE | Mixed-fuel | Mixed-fuel | -164.01 | 23.326 | 3800.3334 | 4397.9653 | -2721.8653 | -34.9057 | -38.493 | N/A | -564.7025 | 361.595 | 0 | 0.082219 | -651.5308 | 275.508 | 0 | 0.062644 | N/A | N/A | N/A | N/A | -108.8742 | -98.7279 | N/A | 1676.1 | 0.38111 | 0.10353 | 6.085% | 3799.72 | 230.139 | 1402.2108 | 1.7013 | 54639.75 | 3963.73
HPSH_panelUpgrade | HPSH + Electric Panel Upgrade |  | HPSH + Electric Panel Upgrade | SCG | SCE | CZ08 | 1992-2010 | CARE | Mixed-fuel | Mixed-fuel | -315.36 | 37.056 | 3952.0255 | 4958.8719 | -3177.3219 | -34.0493 | -114.9871 | N/A | -367.1016 | 517.0616 | 0 | 0.10427 | -2190.3346 | -1425.2613 | 0 | 0 | N/A | N/A | N/A | N/A | -116.0677 | -34.3693 | N/A | 1781.55 | 0.35927 | 0.15085 | 8.367% | 4680.72 | 240.752 | 1299.3068 | 1.803 | 60356.25 | 4996.08
HPSH_panelUpgrade | HPSH + Electric Panel Upgrade |  | HPSH + Electric Panel Upgrade | SCG | SCE | CZ08 | 1992-2010 | CARE | Mixed-fuel | Mixed-fuel | -315.36 | 37.056 | 3952.0255 | 4958.8719 | -3177.3219 | -34.0493 | -114.9871 | N/A | -367.1016 | 517.0616 | 0 | 0.10427 | -2190.3346 | -1425.2613 | 0 | 0 | N/A | N/A | N/A | N/A | -116.0677 | -34.3693 | N/A | 1781.55 | 0.35927 | 0.15085 | 8.367% | 4680.72 | 240.752 | 1299.3068 | 1.803 | 60356.25 | 4996.08
HPSH_panelUpgrade | HPSH + Electric Panel Upgrade |  | HPSH + Electric Panel Upgrade | SCG | SCE | CZ09 | 1992-2010 | CARE | Mixed-fuel | Mixed-fuel | -490.03 | 56.156 | 3952.0255 | 4958.8719 | -2400.3219 | -51.0362 | -150.173 | N/A | -539.9626 | 809.3219 | 0 | 0.16321 | -2773.1537 | -1569.7367 | 0 | 0 | N/A | N/A | N/A | N/A | -77.4358 | -26.3165 | N/A | 2558.55 | 0.51595 | 0.22522 | 11.71% | 4610.72 | 260.94 | 1278.4512 | 1.9232 | 62615.1 | 5100.75
HPSH_panelUpgrade | HPSH + Electric Panel Upgrade |  | HPSH + Electric Panel Upgrade | SCG | SCE | CZ09 | 1992-2010 | CARE | Mixed-fuel | Mixed-fuel | -490.03 | 56.156 | 3952.0255 | 4958.8719 | -2400.3219 | -51.0362 | -150.173 | N/A | -539.9626 | 809.3219 | 0 | 0.16321 | -2773.1537 | -1569.7367 | 0 | 0 | N/A | N/A | N/A | N/A | -77.4358 | -26.3165 | N/A | 2558.55 | 0.51595 | 0.22522 | 11.71% | 4610.72 | 260.94 | 1278.4512 | 1.9232 | 62615.1 | 5100.75
HPSH_panelUpgrade | HPSH + Electric Panel Upgrade |  | HPSH + Electric Panel Upgrade | SCG | SCE | CZ10 | 1992-2010 | CARE | Mixed-fuel | Mixed-fuel | -492.94 | 54.471 | 3952.0255 | 4958.8719 | -2677.8219 | -42.2257 | -159.6159 | N/A | -368.3846 | 931.0427 | 0 | 0.18775 | -3012.7587 | -1886.0565 | 0 | 0 | N/A | N/A | N/A | N/A | -93.593 | -24.7596 | N/A | 2281.05 | 0.45999 | 0.21802 | 11.36% | 5072.37 | 257.381 | 1387.5864 | 1.9185 | 64785.15 | 5565.31
HPSH_panelUpgrade | HPSH + Electric Panel Upgrade |  | HPSH + Electric Panel Upgrade | SCG | SCE | CZ10 | 1992-2010 | CARE | Mixed-fuel | Mixed-fuel | -492.94 | 54.471 | 3952.0255 | 4958.8719 | -2677.8219 | -42.2257 | -159.6159 | N/A | -368.3846 | 931.0427 | 0 | 0.18775 | -3012.7587 | -1886.0565 | 0 | 0 | N/A | N/A | N/A | N/A | -93.593 | -24.7596 | N/A | 2281.05 | 0.45999 | 0.21802 | 11.36% | 5072.37 | 257.381 | 1387.5864 | 1.9185 | 64785.15 | 5565.31
HPSH_panelUpgrade | HPSH + Electric Panel Upgrade |  | HPSH + Electric Panel Upgrade | SDGE | SDGE | CZ10 | 1992-2010 | CARE | Mixed-fuel | Mixed-fuel | -492.94 | 54.471 | 3952.0255 | 4958.8719 | -2677.8219 | -47.8495 | 10.9891 | N/A | -482.0364 | 1745.8714 | 0 | 0.35207 | 942.1172 | 3157.8645 | 0.18999 | 0.63681 | N/A | N/A | N/A | N/A | -82.5928 | 359.6309 | N/A | 2281.05 | 0.45999 | 0.21802 | 11.36% | 5072.37 | 257.381 | 1960.8856 | 1.9185 | 64785.15 | 5565.31
HPSH_panelUpgrade | HPSH + Electric Panel Upgrade |  | HPSH + Electric Panel Upgrade | SDGE | SDGE | CZ10 | 1992-2010 | CARE | Mixed-fuel | Mixed-fuel | -492.94 | 54.471 | 3952.0255 | 4958.8719 | -2677.8219 | -47.8495 | 10.9891 | N/A | -482.0364 | 1745.8714 | 0 | 0.35207 | 942.1172 | 3157.8645 | 0.18999 | 0.63681 | N/A | N/A | N/A | N/A | -82.5928 | 359.6309 | N/A | 2281.05 | 0.45999 | 0.21802 | 11.36% | 5072.37 | 257.381 | 1960.8856 | 1.9185 | 64785.15 | 5565.31
HPSH_panelUpgrade | HPSH + Electric Panel Upgrade |  | HPSH + Electric Panel Upgrade | PGE | PGE | CZ11 | 1992-2010 | CARE | Mixed-fuel | Mixed-fuel | -1822.17 | 199.673 | 4027.8715 | 5274.1335 | 3772.3665 | 1.8571 | -113.018 | N/A | 2690.272 | 9206.2596 | 0.51009 | 1.7455 | 71.3025 | 6449.5158 | 0.013519 | 1.2229 | N/A | N/A | N/A | N/A | 2168.8574 | -35.6392 | N/A | 9046.5 | 1.7153 | 0.84003 | 29.48% | 5826.62 | 406.37 | 2031.2183 | 2.8491 | 88300.5 | 7648.79
HPSH_panelUpgrade | HPSH + Electric Panel Upgrade |  | HPSH + Electric Panel Upgrade | PGE | PGE | CZ11 | 1992-2010 | CARE | Mixed-fuel | Mixed-fuel | -1822.17 | 199.673 | 4027.8715 | 5274.1335 | 3772.3665 | 1.8571 | -113.018 | N/A | 2690.272 | 9206.2596 | 0.51009 | 1.7455 | 71.3025 | 6449.5158 | 0.013519 | 1.2229 | N/A | N/A | N/A | N/A | 2168.8574 | -35.6392 | N/A | 9046.5 | 1.7153 | 0.84003 | 29.48% | 5826.62 | 406.37 | 2031.2183 | 2.8491 | 88300.5 | 7648.79
HPSH_panelUpgrade | HPSH + Electric Panel Upgrade |  | HPSH + Electric Panel Upgrade | PGE | PGE | CZ12 | 1992-2010 | CARE | Mixed-fuel | Mixed-fuel | -1875.91 | 203.926 | 3952.0255 | 4958.8719 | 4209.7281 | -31.4496 | -134.0556 | N/A | 1958.9956 | 8504.0738 | 0.39505 | 1.7149 | -380.2559 | 6041.7629 | 0 | 1.2184 | N/A | N/A | N/A | N/A | -125.6621 | -29.4805 | N/A | 9168.6 | 1.8489 | 0.8673 | 30.33% | 4572.59 | 417.563 | 1679.7952 | 2.86 | 81879.15 | 6448.5
HPSH_panelUpgrade | HPSH + Electric Panel Upgrade |  | HPSH + Electric Panel Upgrade | PGE | PGE | CZ12 | 1992-2010 | CARE | Mixed-fuel | Mixed-fuel | -1875.91 | 203.926 | 3952.0255 | 4958.8719 | 4209.7281 | -31.4496 | -134.0556 | N/A | 1958.9956 | 8504.0738 | 0.39505 | 1.7149 | -380.2559 | 6041.7629 | 0 | 1.2184 | N/A | N/A | N/A | N/A | -125.6621 | -29.4805 | N/A | 9168.6 | 1.8489 | 0.8673 | 30.33% | 4572.59 | 417.563 | 1679.7952 | 2.86 | 81879.15 | 6448.5
HPSH_panelUpgrade | HPSH + Electric Panel Upgrade |  | HPSH + Electric Panel Upgrade | PGE | SMUD | CZ12 | 1992-2010 | CARE | Mixed-fuel | Mixed-fuel | -1875.91 | 203.926 | 3952.0255 | 4958.8719 | 4209.7281 | 364.8295 | 364.8295 | N/A | 10993.5227 | 18013.8739 | 2.2169 | 3.6327 | 10993.5227 | 18013.8739 | 2.2169 | 3.6327 | N/A | N/A | N/A | N/A | 10.8325 | 10.8325 | N/A | 9168.6 | 1.8489 | 0.8673 | 30.33% | 4572.59 | 417.563 | 665.4645 | 2.86 | 81879.15 | 6448.5
HPSH_panelUpgrade | HPSH + Electric Panel Upgrade |  | HPSH + Electric Panel Upgrade | PGE | SMUD | CZ12 | 1992-2010 | CARE | Mixed-fuel | Mixed-fuel | -1875.91 | 203.926 | 3952.0255 | 4958.8719 | 4209.7281 | 364.8295 | 364.8295 | N/A | 10993.5227 | 18013.8739 | 2.2169 | 3.6327 | 10993.5227 | 18013.8739 | 2.2169 | 3.6327 | N/A | N/A | N/A | N/A | 10.8325 | 10.8325 | N/A | 9168.6 | 1.8489 | 0.8673 | 30.33% | 4572.59 | 417.563 | 665.4645 | 2.86 | 81879.15 | 6448.5
HPSH_panelUpgrade | HPSH + Electric Panel Upgrade |  | HPSH + Electric Panel Upgrade | PGE | PGE | CZ13 | 1992-2010 | CARE | Mixed-fuel | Mixed-fuel | -1281.24 | 140.232 | 4027.8715 | 5274.1335 | 903.0165 | 17.2917 | -97.694 | N/A | 2228.3909 | 6761.074 | 0.42251 | 1.2819 | -393.0988 | 4001.6774 | 0 | 0.75874 | N/A | N/A | N/A | N/A | 232.9361 | -41.2295 | N/A | 6177.15 | 1.1712 | 0.58819 | 23.51% | 6299.46 | 343.895 | 2059.7308 | 2.5019 | 84315.6 | 7580.7
HPSH_panelUpgrade | HPSH + Electric Panel Upgrade |  | HPSH + Electric Panel Upgrade | PGE | PGE | CZ13 | 1992-2010 | CARE | Mixed-fuel | Mixed-fuel | -1281.24 | 140.232 | 4027.8715 | 5274.1335 | 903.0165 | 17.2917 | -97.694 | N/A | 2228.3909 | 6761.074 | 0.42251 | 1.2819 | -393.0988 | 4001.6774 | 0 | 0.75874 | N/A | N/A | N/A | N/A | 232.9361 | -41.2295 | N/A | 6177.15 | 1.1712 | 0.58819 | 23.51% | 6299.46 | 343.895 | 2059.7308 | 2.5019 | 84315.6 | 7580.7
HPSH_panelUpgrade | HPSH + Electric Panel Upgrade |  | HPSH + Electric Panel Upgrade | SCG | SCE | CZ14 | 1992-2010 | CARE | Mixed-fuel | Mixed-fuel | -2101.55 | 199.671 | 3952.0255 | 4958.8719 | 1645.6281 | -183.9913 | -182.4156 | N/A | -1812.4689 | 3365.2865 | 0 | 0.67864 | -1776.9722 | 3403.1017 | 0 | 0.68627 | N/A | N/A | N/A | N/A | -21.4794 | -21.665 | N/A | 6604.5 | 1.3319 | 0.78024 | 27.55% | 5563.13 | 407.585 | 1756.7531 | 2.8316 | 85958.4 | 7664.68
HPSH_panelUpgrade | HPSH + Electric Panel Upgrade |  | HPSH + Electric Panel Upgrade | SCG | SCE | CZ14 | 1992-2010 | CARE | Mixed-fuel | Mixed-fuel | -2101.55 | 199.671 | 3952.0255 | 4958.8719 | 1645.6281 | -183.9913 | -182.4156 | N/A | -1812.4689 | 3365.2865 | 0 | 0.67864 | -1776.9722 | 3403.1017 | 0 | 0.68627 | N/A | N/A | N/A | N/A | -21.4794 | -21.665 | N/A | 6604.5 | 1.3319 | 0.78024 | 27.55% | 5563.13 | 407.585 | 1756.7531 | 2.8316 | 85958.4 | 7664.68
HPSH_panelUpgrade | HPSH + Electric Panel Upgrade |  | HPSH + Electric Panel Upgrade | SDGE | SDGE | CZ14 | 1992-2010 | CARE | Mixed-fuel | Mixed-fuel | -2101.55 | 199.671 | 3952.0255 | 4958.8719 | 1645.6281 | -155.2949 | -38.9602 | N/A | -1241.9712 | 7046.5295 | 0 | 1.421 | 1573.843 | 9838.3004 | 0.31738 | 1.984 | N/A | N/A | N/A | N/A | -25.4485 | -101.4376 | N/A | 6604.5 | 1.3319 | 0.78024 | 27.55% | 5563.13 | 407.585 | 2413.7186 | 2.8316 | 85958.4 | 7664.68
HPSH_panelUpgrade | HPSH + Electric Panel Upgrade |  | HPSH + Electric Panel Upgrade | SDGE | SDGE | CZ14 | 1992-2010 | CARE | Mixed-fuel | Mixed-fuel | -2101.55 | 199.671 | 3952.0255 | 4958.8719 | 1645.6281 | -155.2949 | -38.9602 | N/A | -1241.9712 | 7046.5295 | 0 | 1.421 | 1573.843 | 9838.3004 | 0.31738 | 1.984 | N/A | N/A | N/A | N/A | -25.4485 | -101.4376 | N/A | 6604.5 | 1.3319 | 0.78024 | 27.55% | 5563.13 | 407.585 | 2413.7186 | 2.8316 | 85958.4 | 7664.68
HPSH_panelUpgrade | HPSH + Electric Panel Upgrade |  | HPSH + Electric Panel Upgrade | SCG | SCE | CZ15 | 1992-2010 | CARE | Mixed-fuel | Mixed-fuel | -126.14 | 12.925 | 4103.7175 | 5589.3951 | -5211.9951 | -93.0795 | -146.8436 | N/A | -1951.6548 | -1749.6533 | 0 | 0 | -3162.7645 | -3039.8702 | 0 | 0 | N/A | N/A | N/A | N/A | -44.0883 | -27.9462 | N/A | 377.4 | 0.067521 | 0.0435 | 2.545% | 9137.39 | 193.041 | 2297.1496 | 1.7093 | 82029 | 9263.53
HPSH_panelUpgrade | HPSH + Electric Panel Upgrade |  | HPSH + Electric Panel Upgrade | SCG | SCE | CZ15 | 1992-2010 | CARE | Mixed-fuel | Mixed-fuel | -126.14 | 12.925 | 4103.7175 | 5589.3951 | -5211.9951 | -93.0795 | -146.8436 | N/A | -1951.6548 | -1749.6533 | 0 | 0 | -3162.7645 | -3039.8702 | 0 | 0 | N/A | N/A | N/A | N/A | -44.0883 | -27.9462 | N/A | 377.4 | 0.067521 | 0.0435 | 2.545% | 9137.39 | 193.041 | 2297.1496 | 1.7093 | 82029 | 9263.53
HPSH_panelUpgrade | HPSH + Electric Panel Upgrade |  | HPSH + Electric Panel Upgrade | PGE | PGE | CZ16 | 1992-2010 | CARE | Mixed-fuel | Mixed-fuel | -3984.67 | 395.509 | 5504.9107 | 6861.7309 | 8361.9191 | -207.0417 | -188.8001 | N/A | 410.4555 | 12783.3061 | 0.059818 | 1.863 | 826.3351 | 13221.0636 | 0.12043 | 1.9268 | N/A | N/A | N/A | N/A | -26.5884 | -29.1573 | N/A | 15223.65 | 2.2186 | 1.7186 | 42.26% | 4303.23 | 625.217 | 1945.5152 | 4.0664 | 103735.05 | 8287.9
HPSH_panelUpgrade | HPSH + Electric Panel Upgrade |  | HPSH + Electric Panel Upgrade | PGE | PGE | CZ16 | 1992-2010 | CARE | Mixed-fuel | Mixed-fuel | -3984.67 | 395.509 | 5504.9107 | 6861.7309 | 8361.9191 | -207.0417 | -188.8001 | N/A | 410.4555 | 12783.3061 | 0.059818 | 1.863 | 826.3351 | 13221.0636 | 0.12043 | 1.9268 | N/A | N/A | N/A | N/A | -26.5884 | -29.1573 | N/A | 15223.65 | 2.2186 | 1.7186 | 42.26% | 4303.23 | 625.217 | 1945.5152 | 4.0664 | 103735.05 | 8287.9
HPWH_panelUpgrade | HPWH + Electric Panel Upgrade |  | 240V Fed. Min. HPWH + Electric Panel Upgrade | PGE | PGE | CZ01 | 1978-1991 | Std | Mixed-fuel | Mixed-fuel | -1681.65 | 183.108 | 7112.0102 | 9333.7323 | 739.5177 | -289.4289 | -184.587 | N/A | -3424.2958 | 4036.9722 | 0 | 0.43251 | -1034.069 | 6552.9401 | 0 | 0.70207 | N/A | N/A | N/A | N/A | -24.5726 | -38.5293 | N/A | 10073.25 | 1.0792 | 0.90901 | 17.44% | 4011.66 | 822.957 | 3249.4551 | 5.2125 | 128687.85 | 5693.31
HPWH_panelUpgrade | HPWH + Electric Panel Upgrade |  | 240V Fed. Min. HPWH + Electric Panel Upgrade | PGE | PGE | CZ01 | 1978-1991 | Std | Mixed-fuel | Mixed-fuel | -1681.65 | 183.108 | 7112.0102 | 9333.7323 | 739.5177 | -289.4289 | -184.587 | N/A | -3424.2958 | 4036.9722 | 0 | 0.43251 | -1034.069 | 6552.9401 | 0 | 0.70207 | N/A | N/A | N/A | N/A | -24.5726 | -38.5293 | N/A | 10073.25 | 1.0792 | 0.90901 | 17.44% | 4011.66 | 822.957 | 3249.4551 | 5.2125 | 128687.85 | 5693.31
HPWH_panelUpgrade | HPWH + Electric Panel Upgrade |  | 240V Fed. Min. HPWH + Electric Panel Upgrade | PGE | PGE | CZ02 | 1978-1991 | Std | Mixed-fuel | Mixed-fuel | -1584.17 | 171.5 | 7112.0102 | 9333.7323 | 123.4677 | -292.4039 | -273.8903 | N/A | -3851.7016 | 2721.4547 | 0 | 0.29157 | -3429.6213 | 3165.7391 | 0 | 0.33917 | N/A | N/A | N/A | N/A | -24.3226 | -25.9666 | N/A | 9457.2 | 1.0132 | 0.84718 | 25.31% | 4132.44 | 503.13 | 2479.6639 | 3.3478 | 90526.05 | 5716.61
HPWH_panelUpgrade | HPWH + Electric Panel Upgrade |  | 240V Fed. Min. HPWH + Electric Panel Upgrade | PGE | PGE | CZ02 | 1978-1991 | Std | Mixed-fuel | Mixed-fuel | -1584.17 | 171.5 | 7112.0102 | 9333.7323 | 123.4677 | -292.4039 | -273.8903 | N/A | -3851.7016 | 2721.4547 | 0 | 0.29157 | -3429.6213 | 3165.7391 | 0 | 0.33917 | N/A | N/A | N/A | N/A | -24.3226 | -25.9666 | N/A | 9457.2 | 1.0132 | 0.84718 | 25.31% | 4132.44 | 503.13 | 2479.6639 | 3.3478 | 90526.05 | 5716.61
HPWH_panelUpgrade | HPWH + Electric Panel Upgrade |  | 240V Fed. Min. HPWH + Electric Panel Upgrade | PGE | PGE | CZ03 | 1978-1991 | Std | Mixed-fuel | Mixed-fuel | -1362.54 | 169.395 | 7112.0102 | 9333.7323 | 1522.0677 | -218.0088 | -157.6844 | N/A | -2267.2039 | 4120.6683 | 0 | 0.44148 | -891.9054 | 5568.3161 | 0 | 0.59658 | N/A | N/A | N/A | N/A | -32.6226 | -45.1028 | N/A | 10855.8 | 1.1631 | 0.8639 | 30.44% | 3733.91 | 421.693 | 2176.4072 | 2.8379 | 77988.6 | 5096.45
HPWH_panelUpgrade | HPWH + Electric Panel Upgrade |  | 240V Fed. Min. HPWH + Electric Panel Upgrade | PGE | PGE | CZ03 | 1978-1991 | Std | Mixed-fuel | Mixed-fuel | -1362.54 | 169.395 | 7112.0102 | 9333.7323 | 1522.0677 | -218.0088 | -157.6844 | N/A | -2267.2039 | 4120.6683 | 0 | 0.44148 | -891.9054 | 5568.3161 | 0 | 0.59658 | N/A | N/A | N/A | N/A | -32.6226 | -45.1028 | N/A | 10855.8 | 1.1631 | 0.8639 | 30.44% | 3733.91 | 421.693 | 2176.4072 | 2.8379 | 77988.6 | 5096.45
HPWH_panelUpgrade | HPWH + Electric Panel Upgrade |  | 240V Fed. Min. HPWH + Electric Panel Upgrade | PGE | PGE | CZ04 | 1978-1991 | Std | Mixed-fuel | Mixed-fuel | -1457.03 | 165.115 | 7112.0102 | 9333.7323 | 523.0677 | -261.4842 | -229.1636 | N/A | -3295.3842 | 2949.3025 | 0 | 0.31598 | -2558.5251 | 3724.9251 | 0 | 0.39908 | N/A | N/A | N/A | N/A | -27.1986 | -31.0346 | N/A | 9856.8 | 1.056 | 0.82009 | 25.38% | 5755.93 | 472.276 | 3227.9839 | 3.2317 | 97385.85 | 7212.96
HPWH_panelUpgrade | HPWH + Electric Panel Upgrade |  | 240V Fed. Min. HPWH + Electric Panel Upgrade | PGE | PGE | CZ04 | 1978-1991 | Std | Mixed-fuel | Mixed-fuel | -1457.03 | 165.115 | 7112.0102 | 9333.7323 | 523.0677 | -261.4842 | -229.1636 | N/A | -3295.3842 | 2949.3025 | 0 | 0.31598 | -2558.5251 | 3724.9251 | 0 | 0.39908 | N/A | N/A | N/A | N/A | -27.1986 | -31.0346 | N/A | 9856.8 | 1.056 | 0.82009 | 25.38% | 5755.93 | 472.276 | 3227.9839 | 3.2317 | 97385.85 | 7212.96
HPWH_panelUpgrade | HPWH + Electric Panel Upgrade |  | 240V Fed. Min. HPWH + Electric Panel Upgrade | CPAU | CPAU | CZ04 | 1978-1991 | Std | Mixed-fuel | Mixed-fuel | -1457.03 | 165.115 | 7112.0102 | 9333.7323 | 523.0677 | -59.6649 | -59.6649 | N/A | 831.9251 | 6153.0223 | 0.089131 | 0.65922 | 831.9251 | 6153.0223 | 0.089131 | 0.65922 | N/A | N/A | N/A | N/A | -119.1993 | -119.1993 | N/A | 9856.8 | 1.056 | 0.82009 | 25.38% | 5755.93 | 472.276 | 2108.403 | 3.2317 | 97385.85 | 7212.96
HPWH_panelUpgrade | HPWH + Electric Panel Upgrade |  | 240V Fed. Min. HPWH + Electric Panel Upgrade | CPAU | CPAU | CZ04 | 1978-1991 | Std | Mixed-fuel | Mixed-fuel | -1457.03 | 165.115 | 7112.0102 | 9333.7323 | 523.0677 | -59.6649 | -59.6649 | N/A | 831.9251 | 6153.0223 | 0.089131 | 0.65922 | 831.9251 | 6153.0223 | 0.089131 | 0.65922 | N/A | N/A | N/A | N/A | -119.1993 | -119.1993 | N/A | 9856.8 | 1.056 | 0.82009 | 25.38% | 5755.93 | 472.276 | 2108.403 | 3.2317 | 97385.85 | 7212.96
HPWH_panelUpgrade | HPWH + Electric Panel Upgrade |  | 240V Fed. Min. HPWH + Electric Panel Upgrade | PGE | PGE | CZ05 | 1978-1991 | Std | Mixed-fuel | Mixed-fuel | -1390.8 | 170.231 | 7112.0102 | 9333.7323 | 1422.1677 | -227.9861 | -164.4181 | N/A | -2472.4299 | 3958.1872 | 0 | 0.42407 | -1023.1811 | 5483.6757 | 0 | 0.58751 | N/A | N/A | N/A | N/A | -31.1949 | -43.2556 | N/A | 10755.9 | 1.1524 | 0.86471 | 31.73% | 3732.58 | 402.74 | 2124.9731 | 2.7248 | 75291.3 | 5123.38
HPWH_panelUpgrade | HPWH + Electric Panel Upgrade |  | 240V Fed. Min. HPWH + Electric Panel Upgrade | PGE | PGE | CZ05 | 1978-1991 | Std | Mixed-fuel | Mixed-fuel | -1390.8 | 170.231 | 7112.0102 | 9333.7323 | 1422.1677 | -227.9861 | -164.4181 | N/A | -2472.4299 | 3958.1872 | 0 | 0.42407 | -1023.1811 | 5483.6757 | 0 | 0.58751 | N/A | N/A | N/A | N/A | -31.1949 | -43.2556 | N/A | 10755.9 | 1.1524 | 0.86471 | 31.73% | 3732.58 | 402.74 | 2124.9731 | 2.7248 | 75291.3 | 5123.38
HPWH_panelUpgrade | HPWH + Electric Panel Upgrade |  | 240V Fed. Min. HPWH + Electric Panel Upgrade | SCG | PGE | CZ05 | 1978-1991 | Std | Mixed-fuel | Mixed-fuel | -1390.8 | 170.231 | 7112.0102 | 9333.7323 | 1422.1677 | -289.9483 | -226.3802 | N/A | -4339.5549 | 898.7353 | 0 | 0.096289 | -2890.306 | 2424.2238 | 0 | 0.25973 | N/A | N/A | N/A | N/A | -24.5285 | -31.4162 | N/A | 10755.9 | 1.1524 | 0.86471 | 31.73% | 3732.58 | 402.74 | 2039.298 | 2.7248 | 75291.3 | 5123.38
HPWH_panelUpgrade | HPWH + Electric Panel Upgrade |  | 240V Fed. Min. HPWH + Electric Panel Upgrade | SCG | PGE | CZ05 | 1978-1991 | Std | Mixed-fuel | Mixed-fuel | -1390.8 | 170.231 | 7112.0102 | 9333.7323 | 1422.1677 | -289.9483 | -226.3802 | N/A | -4339.5549 | 898.7353 | 0 | 0.096289 | -2890.306 | 2424.2238 | 0 | 0.25973 | N/A | N/A | N/A | N/A | -24.5285 | -31.4162 | N/A | 10755.9 | 1.1524 | 0.86471 | 31.73% | 3732.58 | 402.74 | 2039.298 | 2.7248 | 75291.3 | 5123.38
HPWH_panelUpgrade | HPWH + Electric Panel Upgrade |  | 240V Fed. Min. HPWH + Electric Panel Upgrade | SCG | SCE | CZ06 | 1978-1991 | Std | Mixed-fuel | Mixed-fuel | -1013.5 | 156.7019 | 7112.0102 | 9333.7323 | 2670.9177 | -122.1804 | -235.2606 | N/A | -722.6021 | 3839.3759 | 0 | 0.41134 | -3269.8869 | 1125.7078 | 0 | 0.12061 | N/A | N/A | N/A | N/A | -58.2091 | -30.2304 | N/A | 12004.65 | 1.2862 | 0.82932 | 47.12% | 4180.59 | 237.558 | 1712.976 | 1.76 | 57109.5 | 5194.09
HPWH_panelUpgrade | HPWH + Electric Panel Upgrade |  | 240V Fed. Min. HPWH + Electric Panel Upgrade | SCG | SCE | CZ06 | 1978-1991 | Std | Mixed-fuel | Mixed-fuel | -1013.5 | 156.7019 | 7112.0102 | 9333.7323 | 2670.9177 | -122.1804 | -235.2606 | N/A | -722.6021 | 3839.3759 | 0 | 0.41134 | -3269.8869 | 1125.7078 | 0 | 0.12061 | N/A | N/A | N/A | N/A | -58.2091 | -30.2304 | N/A | 12004.65 | 1.2862 | 0.82932 | 47.12% | 4180.59 | 237.558 | 1712.976 | 1.76 | 57109.5 | 5194.09
HPWH_panelUpgrade | HPWH + Electric Panel Upgrade |  | 240V Fed. Min. HPWH + Electric Panel Upgrade | SDGE | SDGE | CZ07 | 1978-1991 | Std | Mixed-fuel | Mixed-fuel | -992.78 | 155.1375 | 7112.0102 | 9333.7323 | 2804.1177 | -133.261 | -46.5944 | N/A | -991.161 | 6366.031 | 0 | 0.68205 | 1106.5513 | 8445.8315 | 0.11855 | 0.90487 | N/A | N/A | N/A | N/A | -53.369 | -152.6364 | N/A | 12137.85 | 1.3004 | 0.82219 | 47.75% | 4506.32 | 228.55 | 2580.2282 | 1.7218 | 59257.35 | 5499.1
HPWH_panelUpgrade | HPWH + Electric Panel Upgrade |  | 240V Fed. Min. HPWH + Electric Panel Upgrade | SDGE | SDGE | CZ07 | 1978-1991 | Std | Mixed-fuel | Mixed-fuel | -992.78 | 155.1375 | 7112.0102 | 9333.7323 | 2804.1177 | -133.261 | -46.5944 | N/A | -991.161 | 6366.031 | 0 | 0.68205 | 1106.5513 | 8445.8315 | 0.11855 | 0.90487 | N/A | N/A | N/A | N/A | -53.369 | -152.6364 | N/A | 12137.85 | 1.3004 | 0.82219 | 47.75% | 4506.32 | 228.55 | 2580.2282 | 1.7218 | 59257.35 | 5499.1
HPWH_panelUpgrade | HPWH + Electric Panel Upgrade |  | 240V Fed. Min. HPWH + Electric Panel Upgrade | SCG | SCE | CZ08 | 1978-1991 | Std | Mixed-fuel | Mixed-fuel | -961.03 | 152.1986 | 7112.0102 | 9333.7323 | 2437.8177 | -135.0255 | -125.7609 | N/A | -1081.8715 | 3297.8671 | 0 | 0.35333 | -873.1748 | 3520.1954 | 0 | 0.37715 | N/A | N/A | N/A | N/A | -52.6716 | -56.5518 | N/A | 11771.55 | 1.2612 | 0.80284 | 42.33% | 6618.84 | 245.107 | 2815.8404 | 1.8964 | 72344.25 | 7579.87
HPWH_panelUpgrade | HPWH + Electric Panel Upgrade |  | 240V Fed. Min. HPWH + Electric Panel Upgrade | SCG | SCE | CZ08 | 1978-1991 | Std | Mixed-fuel | Mixed-fuel | -961.03 | 152.1986 | 7112.0102 | 9333.7323 | 2437.8177 | -135.0255 | -125.7609 | N/A | -1081.8715 | 3297.8671 | 0 | 0.35333 | -873.1748 | 3520.1954 | 0 | 0.37715 | N/A | N/A | N/A | N/A | -52.6716 | -56.5518 | N/A | 11771.55 | 1.2612 | 0.80284 | 42.33% | 6618.84 | 245.107 | 2815.8404 | 1.8964 | 72344.25 | 7579.87
HPWH_panelUpgrade | HPWH + Electric Panel Upgrade |  | 240V Fed. Min. HPWH + Electric Panel Upgrade | SCG | SCE | CZ09 | 1978-1991 | Std | Mixed-fuel | Mixed-fuel | -996.2 | 153.308 | 7112.0102 | 9333.7323 | 2354.5677 | -117.9023 | -196.277 | N/A | -662.2277 | 3821.9522 | 0 | 0.40948 | -2427.7243 | 1941.137 | 0 | 0.20797 | N/A | N/A | N/A | N/A | -60.3212 | -36.2346 | N/A | 11688.3 | 1.2523 | 0.80419 | 39.04% | 6467.38 | 272.142 | 2751.5338 | 2.0597 | 75441.15 | 7463.58
HPWH_panelUpgrade | HPWH + Electric Panel Upgrade |  | 240V Fed. Min. HPWH + Electric Panel Upgrade | SCG | SCE | CZ09 | 1978-1991 | Std | Mixed-fuel | Mixed-fuel | -996.2 | 153.308 | 7112.0102 | 9333.7323 | 2354.5677 | -117.9023 | -196.277 | N/A | -662.2277 | 3821.9522 | 0 | 0.40948 | -2427.7243 | 1941.137 | 0 | 0.20797 | N/A | N/A | N/A | N/A | -60.3212 | -36.2346 | N/A | 11688.3 | 1.2523 | 0.80419 | 39.04% | 6467.38 | 272.142 | 2751.5338 | 2.0597 | 75441.15 | 7463.58
HPWH_panelUpgrade | HPWH + Electric Panel Upgrade |  | 240V Fed. Min. HPWH + Electric Panel Upgrade | SCG | SCE | CZ10 | 1978-1991 | Std | Mixed-fuel | Mixed-fuel | -991.2 | 151.458 | 7112.0102 | 9333.7323 | 2154.7677 | -127.8733 | -174.9435 | N/A | -924.5726 | 3456.7814 | 0 | 0.37035 | -1984.8913 | 2327.2047 | 0 | 0.24933 | N/A | N/A | N/A | N/A | -55.6176 | -40.6532 | N/A | 11488.5 | 1.2309 | 0.79169 | 38.3% | 7499.25 | 268.151 | 3158.8737 | 2.0671 | 80569.35 | 8490.45
HPWH_panelUpgrade | HPWH + Electric Panel Upgrade |  | 240V Fed. Min. HPWH + Electric Panel Upgrade | SCG | SCE | CZ10 | 1978-1991 | Std | Mixed-fuel | Mixed-fuel | -991.2 | 151.458 | 7112.0102 | 9333.7323 | 2154.7677 | -127.8733 | -174.9435 | N/A | -924.5726 | 3456.7814 | 0 | 0.37035 | -1984.8913 | 2327.2047 | 0 | 0.24933 | N/A | N/A | N/A | N/A | -55.6176 | -40.6532 | N/A | 11488.5 | 1.2309 | 0.79169 | 38.3% | 7499.25 | 268.151 | 3158.8737 | 2.0671 | 80569.35 | 8490.45
HPWH_panelUpgrade | HPWH + Electric Panel Upgrade |  | 240V Fed. Min. HPWH + Electric Panel Upgrade | SDGE | SDGE | CZ10 | 1978-1991 | Std | Mixed-fuel | Mixed-fuel | -991.2 | 151.458 | 7112.0102 | 9333.7323 | 2154.7677 | -150.7789 | 246.5478 | N/A | -1420.5857 | 5922.4684 | 0 | 0.63452 | 8196.4725 | 15457.4095 | 0.87816 | 1.6561 | N/A | N/A | N/A | N/A | -47.1685 | 28.8464 | N/A | 11488.5 | 1.2309 | 0.79169 | 38.3% | 7499.25 | 268.151 | 4525.3873 | 2.0671 | 80569.35 | 8490.45
HPWH_panelUpgrade | HPWH + Electric Panel Upgrade |  | 240V Fed. Min. HPWH + Electric Panel Upgrade | SDGE | SDGE | CZ10 | 1978-1991 | Std | Mixed-fuel | Mixed-fuel | -991.2 | 151.458 | 7112.0102 | 9333.7323 | 2154.7677 | -150.7789 | 246.5478 | N/A | -1420.5857 | 5922.4684 | 0 | 0.63452 | 8196.4725 | 15457.4095 | 0.87816 | 1.6561 | N/A | N/A | N/A | N/A | -47.1685 | 28.8464 | N/A | 11488.5 | 1.2309 | 0.79169 | 38.3% | 7499.25 | 268.151 | 4525.3873 | 2.0671 | 80569.35 | 8490.45
HPWH_panelUpgrade | HPWH + Electric Panel Upgrade |  | 240V Fed. Min. HPWH + Electric Panel Upgrade | PGE | PGE | CZ11 | 1978-1991 | Std | Mixed-fuel | Mixed-fuel | -1263.47 | 155.779 | 7112.0102 | 9333.7323 | 706.2177 | -185.4222 | -89.477 | N/A | -1613.922 | 4592.5223 | 0 | 0.49203 | 573.4732 | 6894.9882 | 0.061441 | 0.73872 | N/A | N/A | N/A | N/A | -38.3558 | -79.4842 | N/A | 10039.95 | 1.0757 | 0.77639 | 22.94% | 9025.73 | 473.724 | 4724.3204 | 3.384 | 117499.05 | 10289.2
HPWH_panelUpgrade | HPWH + Electric Panel Upgrade |  | 240V Fed. Min. HPWH + Electric Panel Upgrade | PGE | PGE | CZ11 | 1978-1991 | Std | Mixed-fuel | Mixed-fuel | -1263.47 | 155.779 | 7112.0102 | 9333.7323 | 706.2177 | -185.4222 | -89.477 | N/A | -1613.922 | 4592.5223 | 0 | 0.49203 | 573.4732 | 6894.9882 | 0.061441 | 0.73872 | N/A | N/A | N/A | N/A | -38.3558 | -79.4842 | N/A | 10039.95 | 1.0757 | 0.77639 | 22.94% | 9025.73 | 473.724 | 4724.3204 | 3.384 | 117499.05 | 10289.2
HPWH_panelUpgrade | HPWH + Electric Panel Upgrade |  | 240V Fed. Min. HPWH + Electric Panel Upgrade | PGE | PGE | CZ12 | 1978-1991 | Std | Mixed-fuel | Mixed-fuel | -1369.2 | 162.711 | 7112.0102 | 9333.7323 | 822.7677 | -221.1265 | -240.8686 | N/A | -2370.4858 | 3934.4283 | 0 | 0.42153 | -2820.5749 | 3460.6618 | 0 | 0.37077 | N/A | N/A | N/A | N/A | -32.1626 | -29.5265 | N/A | 10156.5 | 1.0881 | 0.81203 | 24.52% | 6391.67 | 479.162 | 3504.263 | 3.3121 | 102464.1 | 7760.87
HPWH_panelUpgrade | HPWH + Electric Panel Upgrade |  | 240V Fed. Min. HPWH + Electric Panel Upgrade | PGE | PGE | CZ12 | 1978-1991 | Std | Mixed-fuel | Mixed-fuel | -1369.2 | 162.711 | 7112.0102 | 9333.7323 | 822.7677 | -221.1265 | -240.8686 | N/A | -2370.4858 | 3934.4283 | 0 | 0.42153 | -2820.5749 | 3460.6618 | 0 | 0.37077 | N/A | N/A | N/A | N/A | -32.1626 | -29.5265 | N/A | 10156.5 | 1.0881 | 0.81203 | 24.52% | 6391.67 | 479.162 | 3504.263 | 3.3121 | 102464.1 | 7760.87
HPWH_panelUpgrade | HPWH + Electric Panel Upgrade |  | 240V Fed. Min. HPWH + Electric Panel Upgrade | PGE | SMUD | CZ12 | 1978-1991 | Std | Mixed-fuel | Mixed-fuel | -1369.2 | 162.711 | 7112.0102 | 9333.7323 | 822.7677 | 190.1556 | 190.1556 | N/A | 7006.0852 | 13804.266 | 0.75062 | 1.479 | 7006.0852 | 13804.266 | 0.75062 | 1.479 | N/A | N/A | N/A | N/A | 37.401 | 37.401 | N/A | 10156.5 | 1.0881 | 0.81203 | 24.52% | 6391.67 | 479.162 | 2332.7627 | 3.3121 | 102464.1 | 7760.87
HPWH_panelUpgrade | HPWH + Electric Panel Upgrade |  | 240V Fed. Min. HPWH + Electric Panel Upgrade | PGE | SMUD | CZ12 | 1978-1991 | Std | Mixed-fuel | Mixed-fuel | -1369.2 | 162.711 | 7112.0102 | 9333.7323 | 822.7677 | 190.1556 | 190.1556 | N/A | 7006.0852 | 13804.266 | 0.75062 | 1.479 | 7006.0852 | 13804.266 | 0.75062 | 1.479 | N/A | N/A | N/A | N/A | 37.401 | 37.401 | N/A | 10156.5 | 1.0881 | 0.81203 | 24.52% | 6391.67 | 479.162 | 2332.7627 | 3.3121 | 102464.1 | 7760.87
HPWH_panelUpgrade | HPWH + Electric Panel Upgrade |  | 240V Fed. Min. HPWH + Electric Panel Upgrade | PGE | PGE | CZ13 | 1978-1991 | Std | Mixed-fuel | Mixed-fuel | -1176.9 | 152.603 | 7112.0102 | 9333.7323 | 939.3177 | -167.3144 | -3.4775 | N/A | -1338.9008 | 4550.2635 | 0 | 0.48751 | 2396.318 | 8481.9784 | 0.25674 | 0.90874 | N/A | N/A | N/A | N/A | -42.5069 | -2045.1547 | N/A | 10273.05 | 1.1006 | 0.77029 | 26.43% | 10150.8 | 387.097 | 5038.0845 | 2.9145 | 114352.2 | 11327.7
HPWH_panelUpgrade | HPWH + Electric Panel Upgrade |  | 240V Fed. Min. HPWH + Electric Panel Upgrade | PGE | PGE | CZ13 | 1978-1991 | Std | Mixed-fuel | Mixed-fuel | -1176.9 | 152.603 | 7112.0102 | 9333.7323 | 939.3177 | -167.3144 | -3.4775 | N/A | -1338.9008 | 4550.2635 | 0 | 0.48751 | 2396.318 | 8481.9784 | 0.25674 | 0.90874 | N/A | N/A | N/A | N/A | -42.5069 | -2045.1547 | N/A | 10273.05 | 1.1006 | 0.77029 | 26.43% | 10150.8 | 387.097 | 5038.0845 | 2.9145 | 114352.2 | 11327.7
HPWH_panelUpgrade | HPWH + Electric Panel Upgrade |  | 240V Fed. Min. HPWH + Electric Panel Upgrade | SCG | SCE | CZ14 | 1978-1991 | Std | Mixed-fuel | Mixed-fuel | -1371.66 | 156.832 | 7112.0102 | 9333.7323 | 56.8677 | -265.4213 | -160.4807 | N/A | -3726.6334 | 1144.7739 | 0 | 0.12265 | -1362.7044 | 3663.1099 | 0 | 0.39246 | N/A | N/A | N/A | N/A | -26.7952 | -44.3169 | N/A | 9390.6 | 1.0061 | 0.76613 | 23.28% | 8442.26 | 467.063 | 3956.7109 | 3.2912 | 111704.85 | 9813.92
HPWH_panelUpgrade | HPWH + Electric Panel Upgrade |  | 240V Fed. Min. HPWH + Electric Panel Upgrade | SCG | SCE | CZ14 | 1978-1991 | Std | Mixed-fuel | Mixed-fuel | -1371.66 | 156.832 | 7112.0102 | 9333.7323 | 56.8677 | -265.4213 | -160.4807 | N/A | -3726.6334 | 1144.7739 | 0 | 0.12265 | -1362.7044 | 3663.1099 | 0 | 0.39246 | N/A | N/A | N/A | N/A | -26.7952 | -44.3169 | N/A | 9390.6 | 1.0061 | 0.76613 | 23.28% | 8442.26 | 467.063 | 3956.7109 | 3.2912 | 111704.85 | 9813.92
HPWH_panelUpgrade | HPWH + Electric Panel Upgrade |  | 240V Fed. Min. HPWH + Electric Panel Upgrade | SDGE | SDGE | CZ14 | 1978-1991 | Std | Mixed-fuel | Mixed-fuel | -1371.66 | 156.832 | 7112.0102 | 9333.7323 | 56.8677 | -279.9033 | 148.2066 | N/A | -4433.9275 | 3303.3462 | 0 | 0.35391 | 5928.22 | 13577.0144 | 0.63514 | 1.4546 | N/A | N/A | N/A | N/A | -25.4088 | 47.9871 | N/A | 9390.6 | 1.0061 | 0.76613 | 23.28% | 8442.26 | 467.063 | 5484.6302 | 3.2912 | 111704.85 | 9813.92
HPWH_panelUpgrade | HPWH + Electric Panel Upgrade |  | 240V Fed. Min. HPWH + Electric Panel Upgrade | SDGE | SDGE | CZ14 | 1978-1991 | Std | Mixed-fuel | Mixed-fuel | -1371.66 | 156.832 | 7112.0102 | 9333.7323 | 56.8677 | -279.9033 | 148.2066 | N/A | -4433.9275 | 3303.3462 | 0 | 0.35391 | 5928.22 | 13577.0144 | 0.63514 | 1.4546 | N/A | N/A | N/A | N/A | -25.4088 | 47.9871 | N/A | 9390.6 | 1.0061 | 0.76613 | 23.28% | 8442.26 | 467.063 | 5484.6302 | 3.2912 | 111704.85 | 9813.92
HPWH_panelUpgrade | HPWH + Electric Panel Upgrade |  | 240V Fed. Min. HPWH + Electric Panel Upgrade | SCG | SCE | CZ15 | 1978-1991 | Std | Mixed-fuel | Mixed-fuel | -682.3 | 128.5467 | 7112.0102 | 9333.7323 | 1555.3677 | -78.8664 | 189.7955 | N/A | -143.7245 | 3554.9078 | 0 | 0.38087 | 5908.2492 | 10002.1839 | 0.633 | 1.0716 | N/A | N/A | N/A | N/A | -90.178 | 37.472 | N/A | 10889.1 | 1.1666 | 0.68361 | 35.02% | 16224 | 192.794 | 6462.6581 | 1.9522 | 123659.55 | 16906.3
HPWH_panelUpgrade | HPWH + Electric Panel Upgrade |  | 240V Fed. Min. HPWH + Electric Panel Upgrade | SCG | SCE | CZ15 | 1978-1991 | Std | Mixed-fuel | Mixed-fuel | -682.3 | 128.5467 | 7112.0102 | 9333.7323 | 1555.3677 | -78.8664 | 189.7955 | N/A | -143.7245 | 3554.9078 | 0 | 0.38087 | 5908.2492 | 10002.1839 | 0.633 | 1.0716 | N/A | N/A | N/A | N/A | -90.178 | 37.472 | N/A | 10889.1 | 1.1666 | 0.68361 | 35.02% | 16224 | 192.794 | 6462.6581 | 1.9522 | 123659.55 | 16906.3
HPWH_panelUpgrade | HPWH + Electric Panel Upgrade |  | 240V Fed. Min. HPWH + Electric Panel Upgrade | PGE | PGE | CZ16 | 1978-1991 | Std | Mixed-fuel | Mixed-fuel | -1551.3 | 179.13 | 7112.0102 | 9333.7323 | 1422.1677 | -244.3014 | -215.3097 | N/A | -2541.3548 | 4615.1505 | 0 | 0.49446 | -1880.3911 | 5310.885 | 0 | 0.569 | N/A | N/A | N/A | N/A | -29.1116 | -33.0315 | N/A | 10755.9 | 1.1524 | 0.89415 | 15.06% | 4949.21 | 935.297 | 3843.6509 | 5.9391 | 149217.3 | 6500.51
HPWH_panelUpgrade | HPWH + Electric Panel Upgrade |  | 240V Fed. Min. HPWH + Electric Panel Upgrade | PGE | PGE | CZ16 | 1978-1991 | Std | Mixed-fuel | Mixed-fuel | -1551.3 | 179.13 | 7112.0102 | 9333.7323 | 1422.1677 | -244.3014 | -215.3097 | N/A | -2541.3548 | 4615.1505 | 0 | 0.49446 | -1880.3911 | 5310.885 | 0 | 0.569 | N/A | N/A | N/A | N/A | -29.1116 | -33.0315 | N/A | 10755.9 | 1.1524 | 0.89415 | 15.06% | 4949.21 | 935.297 | 3843.6509 | 5.9391 | 149217.3 | 6500.51
HPWH_panelUpgrade | HPWH + Electric Panel Upgrade |  | 240V Fed. Min. HPWH + Electric Panel Upgrade | PGE | PGE | CZ01 | 1978-1991 | CARE | Mixed-fuel | Mixed-fuel | -1681.65 | 183.108 | 7112.0102 | 9333.7323 | 739.5177 | -127.5829 | -59.4357 | N/A | -401.3451 | 5613.5525 | 0 | 0.60143 | 1152.3024 | 7248.9316 | 0.12346 | 0.77664 | N/A | N/A | N/A | N/A | -55.7442 | -119.6589 | N/A | 10073.25 | 1.0792 | 0.90901 | 17.44% | 4011.66 | 822.957 | 2330.8117 | 5.2125 | 128687.85 | 5693.31
HPWH_panelUpgrade | HPWH + Electric Panel Upgrade |  | 240V Fed. Min. HPWH + Electric Panel Upgrade | PGE | PGE | CZ01 | 1978-1991 | CARE | Mixed-fuel | Mixed-fuel | -1681.65 | 183.108 | 7112.0102 | 9333.7323 | 739.5177 | -127.5829 | -59.4357 | N/A | -401.3451 | 5613.5525 | 0 | 0.60143 | 1152.3024 | 7248.9316 | 0.12346 | 0.77664 | N/A | N/A | N/A | N/A | -55.7442 | -119.6589 | N/A | 10073.25 | 1.0792 | 0.90901 | 17.44% | 4011.66 | 822.957 | 2330.8117 | 5.2125 | 128687.85 | 5693.31
HPWH_panelUpgrade | HPWH + Electric Panel Upgrade |  | 240V Fed. Min. HPWH + Electric Panel Upgrade | PGE | PGE | CZ02 | 1978-1991 | CARE | Mixed-fuel | Mixed-fuel | -1584.17 | 171.5 | 7112.0102 | 9333.7323 | 123.4677 | -136.6083 | -124.5744 | N/A | -892.8508 | 4408.3127 | 0 | 0.4723 | -618.4986 | 4697.0975 | 0 | 0.50324 | N/A | N/A | N/A | N/A | -52.0613 | -57.0905 | N/A | 9457.2 | 1.0132 | 0.84718 | 25.31% | 4132.44 | 503.13 | 1720.431 | 3.3478 | 90526.05 | 5716.61
HPWH_panelUpgrade | HPWH + Electric Panel Upgrade |  | 240V Fed. Min. HPWH + Electric Panel Upgrade | PGE | PGE | CZ02 | 1978-1991 | CARE | Mixed-fuel | Mixed-fuel | -1584.17 | 171.5 | 7112.0102 | 9333.7323 | 123.4677 | -136.6083 | -124.5744 | N/A | -892.8508 | 4408.3127 | 0 | 0.4723 | -618.4986 | 4697.0975 | 0 | 0.50324 | N/A | N/A | N/A | N/A | -52.0613 | -57.0905 | N/A | 9457.2 | 1.0132 | 0.84718 | 25.31% | 4132.44 | 503.13 | 1720.431 | 3.3478 | 90526.05 | 5716.61
HPWH_panelUpgrade | HPWH + Electric Panel Upgrade |  | 240V Fed. Min. HPWH + Electric Panel Upgrade | PGE | PGE | CZ03 | 1978-1991 | CARE | Mixed-fuel | Mixed-fuel | -1362.54 | 169.395 | 7112.0102 | 9333.7323 | 1522.0677 | -90.4839 | -51.273 | N/A | 69.8016 | 5207.5717 | 0.0074784 | 0.55793 | 963.7456 | 6148.5428 | 0.10325 | 0.65874 | N/A | N/A | N/A | N/A | -78.5998 | -138.7086 | N/A | 10855.8 | 1.1631 | 0.8639 | 30.44% | 3733.91 | 421.693 | 1496.1419 | 2.8379 | 77988.6 | 5096.45
HPWH_panelUpgrade | HPWH + Electric Panel Upgrade |  | 240V Fed. Min. HPWH + Electric Panel Upgrade | PGE | PGE | CZ03 | 1978-1991 | CARE | Mixed-fuel | Mixed-fuel | -1362.54 | 169.395 | 7112.0102 | 9333.7323 | 1522.0677 | -90.4839 | -51.273 | N/A | 69.8016 | 5207.5717 | 0.0074784 | 0.55793 | 963.7456 | 6148.5428 | 0.10325 | 0.65874 | N/A | N/A | N/A | N/A | -78.5998 | -138.7086 | N/A | 10855.8 | 1.1631 | 0.8639 | 30.44% | 3733.91 | 421.693 | 1496.1419 | 2.8379 | 77988.6 | 5096.45
HPWH_panelUpgrade | HPWH + Electric Panel Upgrade |  | 240V Fed. Min. HPWH + Electric Panel Upgrade | PGE | PGE | CZ04 | 1978-1991 | CARE | Mixed-fuel | Mixed-fuel | -1457.03 | 165.115 | 7112.0102 | 9333.7323 | 523.0677 | -119.3941 | -98.3856 | N/A | -618.1377 | 4414.0314 | 0 | 0.47291 | -139.1792 | 4918.1861 | 0 | 0.52693 | N/A | N/A | N/A | N/A | -59.5675 | -72.2871 | N/A | 9856.8 | 1.056 | 0.82009 | 25.38% | 5755.93 | 472.276 | 2196.5741 | 3.2317 | 97385.85 | 7212.96
HPWH_panelUpgrade | HPWH + Electric Panel Upgrade |  | 240V Fed. Min. HPWH + Electric Panel Upgrade | PGE | PGE | CZ04 | 1978-1991 | CARE | Mixed-fuel | Mixed-fuel | -1457.03 | 165.115 | 7112.0102 | 9333.7323 | 523.0677 | -119.3941 | -98.3856 | N/A | -618.1377 | 4414.0314 | 0 | 0.47291 | -139.1792 | 4918.1861 | 0 | 0.52693 | N/A | N/A | N/A | N/A | -59.5675 | -72.2871 | N/A | 9856.8 | 1.056 | 0.82009 | 25.38% | 5755.93 | 472.276 | 2196.5741 | 3.2317 | 97385.85 | 7212.96
HPWH_panelUpgrade | HPWH + Electric Panel Upgrade |  | 240V Fed. Min. HPWH + Electric Panel Upgrade | CPAU | CPAU | CZ04 | 1978-1991 | CARE | Mixed-fuel | Mixed-fuel | -1457.03 | 165.115 | 7112.0102 | 9333.7323 | 523.0677 | 0 | 0 | N/A | 0 | 0 | 0 | 0 | 0 | 0 | 0 | 0 | N/A | N/A | N/A | N/A | #DIV/0! | #DIV/0! | N/A | 9856.8 | 1.056 | 0.82009 | 25.38% | 5755.93 | 472.276 | 0 | 3.2317 | 97385.85 | 7212.96
HPWH_panelUpgrade | HPWH + Electric Panel Upgrade |  | 240V Fed. Min. HPWH + Electric Panel Upgrade | CPAU | CPAU | CZ04 | 1978-1991 | CARE | Mixed-fuel | Mixed-fuel | -1457.03 | 165.115 | 7112.0102 | 9333.7323 | 523.0677 | 0 | 0 | N/A | 0 | 0 | 0 | 0 | 0 | 0 | 0 | 0 | N/A | N/A | N/A | N/A | #DIV/0! | #DIV/0! | N/A | 9856.8 | 1.056 | 0.82009 | 25.38% | 5755.93 | 472.276 | 0 | 3.2317 | 97385.85 | 7212.96
HPWH_panelUpgrade | HPWH + Electric Panel Upgrade |  | 240V Fed. Min. HPWH + Electric Panel Upgrade | PGE | PGE | CZ05 | 1978-1991 | CARE | Mixed-fuel | Mixed-fuel | -1390.8 | 170.231 | 7112.0102 | 9333.7323 | 1422.1677 | -96.5371 | -55.2179 | N/A | -50.5769 | 5123.2908 | 0 | 0.5489 | 891.4348 | 6114.8583 | 0.095507 | 0.65514 | N/A | N/A | N/A | N/A | -73.6713 | -128.799 | N/A | 10755.9 | 1.1524 | 0.86471 | 31.73% | 3732.58 | 402.74 | 1455.7117 | 2.7248 | 75291.3 | 5123.38
HPWH_panelUpgrade | HPWH + Electric Panel Upgrade |  | 240V Fed. Min. HPWH + Electric Panel Upgrade | PGE | PGE | CZ05 | 1978-1991 | CARE | Mixed-fuel | Mixed-fuel | -1390.8 | 170.231 | 7112.0102 | 9333.7323 | 1422.1677 | -96.5371 | -55.2179 | N/A | -50.5769 | 5123.2908 | 0 | 0.5489 | 891.4348 | 6114.8583 | 0.095507 | 0.65514 | N/A | N/A | N/A | N/A | -73.6713 | -128.799 | N/A | 10755.9 | 1.1524 | 0.86471 | 31.73% | 3732.58 | 402.74 | 1455.7117 | 2.7248 | 75291.3 | 5123.38
HPWH_panelUpgrade | HPWH + Electric Panel Upgrade |  | 240V Fed. Min. HPWH + Electric Panel Upgrade | SCG | PGE | CZ05 | 1978-1991 | CARE | Mixed-fuel | Mixed-fuel | -1390.8 | 170.231 | 7112.0102 | 9333.7323 | 1422.1677 | -146.0285 | -104.7093 | N/A | -1541.9169 | 2679.5963 | 0 | 0.28709 | -599.9052 | 3671.1638 | 0 | 0.39332 | N/A | N/A | N/A | N/A | -48.7029 | -67.9215 | N/A | 10755.9 | 1.1524 | 0.86471 | 31.73% | 3732.58 | 402.74 | 1387.7597 | 2.7248 | 75291.3 | 5123.38
HPWH_panelUpgrade | HPWH + Electric Panel Upgrade |  | 240V Fed. Min. HPWH + Electric Panel Upgrade | SCG | PGE | CZ05 | 1978-1991 | CARE | Mixed-fuel | Mixed-fuel | -1390.8 | 170.231 | 7112.0102 | 9333.7323 | 1422.1677 | -146.0285 | -104.7093 | N/A | -1541.9169 | 2679.5963 | 0 | 0.28709 | -599.9052 | 3671.1638 | 0 | 0.39332 | N/A | N/A | N/A | N/A | -48.7029 | -67.9215 | N/A | 10755.9 | 1.1524 | 0.86471 | 31.73% | 3732.58 | 402.74 | 1387.7597 | 2.7248 | 75291.3 | 5123.38
HPWH_panelUpgrade | HPWH + Electric Panel Upgrade |  | 240V Fed. Min. HPWH + Electric Panel Upgrade | SCG | SCE | CZ06 | 1978-1991 | CARE | Mixed-fuel | Mixed-fuel | -1013.5 | 156.7019 | 7112.0102 | 9333.7323 | 2670.9177 | -52.8119 | -129.1411 | N/A | 405.9928 | 4056.0672 | 0.043497 | 0.43456 | -1313.4244 | 2224.3412 | 0 | 0.23831 | N/A | N/A | N/A | N/A | -134.6667 | -55.0716 | N/A | 12004.65 | 1.2862 | 0.82932 | 47.12% | 4180.59 | 237.558 | 1146.2517 | 1.76 | 57109.5 | 5194.09
HPWH_panelUpgrade | HPWH + Electric Panel Upgrade |  | 240V Fed. Min. HPWH + Electric Panel Upgrade | SCG | SCE | CZ06 | 1978-1991 | CARE | Mixed-fuel | Mixed-fuel | -1013.5 | 156.7019 | 7112.0102 | 9333.7323 | 2670.9177 | -52.8119 | -129.1411 | N/A | 405.9928 | 4056.0672 | 0.043497 | 0.43456 | -1313.4244 | 2224.3412 | 0 | 0.23831 | N/A | N/A | N/A | N/A | -134.6667 | -55.0716 | N/A | 12004.65 | 1.2862 | 0.82932 | 47.12% | 4180.59 | 237.558 | 1146.2517 | 1.76 | 57109.5 | 5194.09
HPWH_panelUpgrade | HPWH + Electric Panel Upgrade |  | 240V Fed. Min. HPWH + Electric Panel Upgrade | SDGE | SDGE | CZ07 | 1978-1991 | CARE | Mixed-fuel | Mixed-fuel | -992.78 | 155.1375 | 7112.0102 | 9333.7323 | 2804.1177 | -34.1871 | 22.1461 | N/A | 935.7115 | 6726.8366 | 0.10025 | 0.7207 | 2299.2245 | 8078.7069 | 0.24633 | 0.86554 | N/A | N/A | N/A | N/A | -208.0319 | 321.1399 | N/A | 12137.85 | 1.3004 | 0.82219 | 47.75% | 4506.32 | 228.55 | 1696.1371 | 1.7218 | 59257.35 | 5499.1
HPWH_panelUpgrade | HPWH + Electric Panel Upgrade |  | 240V Fed. Min. HPWH + Electric Panel Upgrade | SDGE | SDGE | CZ07 | 1978-1991 | CARE | Mixed-fuel | Mixed-fuel | -992.78 | 155.1375 | 7112.0102 | 9333.7323 | 2804.1177 | -34.1871 | 22.1461 | N/A | 935.7115 | 6726.8366 | 0.10025 | 0.7207 | 2299.2245 | 8078.7069 | 0.24633 | 0.86554 | N/A | N/A | N/A | N/A | -208.0319 | 321.1399 | N/A | 12137.85 | 1.3004 | 0.82219 | 47.75% | 4506.32 | 228.55 | 1696.1371 | 1.7218 | 59257.35 | 5499.1
HPWH_panelUpgrade | HPWH + Electric Panel Upgrade |  | 240V Fed. Min. HPWH + Electric Panel Upgrade | SCG | SCE | CZ08 | 1978-1991 | CARE | Mixed-fuel | Mixed-fuel | -961.03 | 152.1986 | 7112.0102 | 9333.7323 | 2437.8177 | -62.525 | -56.2715 | N/A | 132.0666 | 3639.0653 | 0.014149 | 0.38988 | 272.9369 | 3789.1369 | 0.029242 | 0.40596 | N/A | N/A | N/A | N/A | -113.7466 | -126.3875 | N/A | 11771.55 | 1.2612 | 0.80284 | 42.33% | 6618.84 | 245.107 | 1892.1745 | 1.8964 | 72344.25 | 7579.87
HPWH_panelUpgrade | HPWH + Electric Panel Upgrade |  | 240V Fed. Min. HPWH + Electric Panel Upgrade | SCG | SCE | CZ08 | 1978-1991 | CARE | Mixed-fuel | Mixed-fuel | -961.03 | 152.1986 | 7112.0102 | 9333.7323 | 2437.8177 | -62.525 | -56.2715 | N/A | 132.0666 | 3639.0653 | 0.014149 | 0.38988 | 272.9369 | 3789.1369 | 0.029242 | 0.40596 | N/A | N/A | N/A | N/A | -113.7466 | -126.3875 | N/A | 11771.55 | 1.2612 | 0.80284 | 42.33% | 6618.84 | 245.107 | 1892.1745 | 1.8964 | 72344.25 | 7579.87
HPWH_panelUpgrade | HPWH + Electric Panel Upgrade |  | 240V Fed. Min. HPWH + Electric Panel Upgrade | SCG | SCE | CZ09 | 1978-1991 | CARE | Mixed-fuel | Mixed-fuel | -996.2 | 153.308 | 7112.0102 | 9333.7323 | 2354.5677 | -50.4338 | -103.3367 | N/A | 431.3899 | 4019.1445 | 0.046218 | 0.4306 | -760.3204 | 2749.5942 | 0 | 0.29459 | N/A | N/A | N/A | N/A | -141.0167 | -68.8236 | N/A | 11688.3 | 1.2523 | 0.80419 | 39.04% | 6467.38 | 272.142 | 1854.3816 | 2.0597 | 75441.15 | 7463.58
HPWH_panelUpgrade | HPWH + Electric Panel Upgrade |  | 240V Fed. Min. HPWH + Electric Panel Upgrade | SCG | SCE | CZ09 | 1978-1991 | CARE | Mixed-fuel | Mixed-fuel | -996.2 | 153.308 | 7112.0102 | 9333.7323 | 2354.5677 | -50.4338 | -103.3367 | N/A | 431.3899 | 4019.1445 | 0.046218 | 0.4306 | -760.3204 | 2749.5942 | 0 | 0.29459 | N/A | N/A | N/A | N/A | -141.0167 | -68.8236 | N/A | 11688.3 | 1.2523 | 0.80419 | 39.04% | 6467.38 | 272.142 | 1854.3816 | 2.0597 | 75441.15 | 7463.58
HPWH_panelUpgrade | HPWH + Electric Panel Upgrade |  | 240V Fed. Min. HPWH + Electric Panel Upgrade | SCG | SCE | CZ10 | 1978-1991 | CARE | Mixed-fuel | Mixed-fuel | -991.2 | 151.458 | 7112.0102 | 9333.7323 | 2154.7677 | -57.7405 | -89.5129 | N/A | 236.9421 | 3744.2001 | 0.025386 | 0.40115 | -478.7731 | 2981.7358 | 0 | 0.31946 | N/A | N/A | N/A | N/A | -123.1719 | -79.4524 | N/A | 11488.5 | 1.2309 | 0.79169 | 38.3% | 7499.25 | 268.151 | 2128.1859 | 2.0671 | 80569.35 | 8490.45
HPWH_panelUpgrade | HPWH + Electric Panel Upgrade |  | 240V Fed. Min. HPWH + Electric Panel Upgrade | SCG | SCE | CZ10 | 1978-1991 | CARE | Mixed-fuel | Mixed-fuel | -991.2 | 151.458 | 7112.0102 | 9333.7323 | 2154.7677 | -57.7405 | -89.5129 | N/A | 236.9421 | 3744.2001 | 0.025386 | 0.40115 | -478.7731 | 2981.7358 | 0 | 0.31946 | N/A | N/A | N/A | N/A | -123.1719 | -79.4524 | N/A | 11488.5 | 1.2309 | 0.79169 | 38.3% | 7499.25 | 268.151 | 2128.1859 | 2.0671 | 80569.35 | 8490.45
HPWH_panelUpgrade | HPWH + Electric Panel Upgrade |  | 240V Fed. Min. HPWH + Electric Panel Upgrade | SDGE | SDGE | CZ10 | 1978-1991 | CARE | Mixed-fuel | Mixed-fuel | -991.2 | 151.458 | 7112.0102 | 9333.7323 | 2154.7677 | -45.6095 | 212.6529 | N/A | 655.5094 | 6436.7577 | 0.07023 | 0.68962 | 6906.5973 | 12634.4694 | 0.73996 | 1.3536 | N/A | N/A | N/A | N/A | -155.9327 | 33.4442 | N/A | 11488.5 | 1.2309 | 0.79169 | 38.3% | 7499.25 | 268.151 | 2975.5444 | 2.0671 | 80569.35 | 8490.45
HPWH_panelUpgrade | HPWH + Electric Panel Upgrade |  | 240V Fed. Min. HPWH + Electric Panel Upgrade | SDGE | SDGE | CZ10 | 1978-1991 | CARE | Mixed-fuel | Mixed-fuel | -991.2 | 151.458 | 7112.0102 | 9333.7323 | 2154.7677 | -45.6095 | 212.6529 | N/A | 655.5094 | 6436.7577 | 0.07023 | 0.68962 | 6906.5973 | 12634.4694 | 0.73996 | 1.3536 | N/A | N/A | N/A | N/A | -155.9327 | 33.4442 | N/A | 11488.5 | 1.2309 | 0.79169 | 38.3% | 7499.25 | 268.151 | 2975.5444 | 2.0671 | 80569.35 | 8490.45
HPWH_panelUpgrade | HPWH + Electric Panel Upgrade |  | 240V Fed. Min. HPWH + Electric Panel Upgrade | PGE | PGE | CZ11 | 1978-1991 | CARE | Mixed-fuel | Mixed-fuel | -1263.47 | 155.779 | 7112.0102 | 9333.7323 | 706.2177 | -70.8013 | -8.437 | N/A | 449.2723 | 5440.274 | 0.048134 | 0.58286 | 1871.0792 | 6936.8768 | 0.20046 | 0.74321 | N/A | N/A | N/A | N/A | -100.4502 | -842.9553 | N/A | 10039.95 | 1.0757 | 0.77639 | 22.94% | 9025.73 | 473.724 | 3173.574 | 3.384 | 117499.05 | 10289.2
HPWH_panelUpgrade | HPWH + Electric Panel Upgrade |  | 240V Fed. Min. HPWH + Electric Panel Upgrade | PGE | PGE | CZ11 | 1978-1991 | CARE | Mixed-fuel | Mixed-fuel | -1263.47 | 155.779 | 7112.0102 | 9333.7323 | 706.2177 | -70.8013 | -8.437 | N/A | 449.2723 | 5440.274 | 0.048134 | 0.58286 | 1871.0792 | 6936.8768 | 0.20046 | 0.74321 | N/A | N/A | N/A | N/A | -100.4502 | -842.9553 | N/A | 10039.95 | 1.0757 | 0.77639 | 22.94% | 9025.73 | 473.724 | 3173.574 | 3.384 | 117499.05 | 10289.2
HPWH_panelUpgrade | HPWH + Electric Panel Upgrade |  | 240V Fed. Min. HPWH + Electric Panel Upgrade | PGE | PGE | CZ12 | 1978-1991 | CARE | Mixed-fuel | Mixed-fuel | -1369.2 | 162.711 | 7112.0102 | 9333.7323 | 822.7677 | -93.0061 | -105.8385 | N/A | -12.2707 | 5062.0368 | 0 | 0.54234 | -304.8285 | 4754.0886 | 0 | 0.50934 | N/A | N/A | N/A | N/A | -76.4682 | -67.1968 | N/A | 10156.5 | 1.0881 | 0.81203 | 24.52% | 6391.67 | 479.162 | 2380.72 | 3.3121 | 102464.1 | 7760.87
HPWH_panelUpgrade | HPWH + Electric Panel Upgrade |  | 240V Fed. Min. HPWH + Electric Panel Upgrade | PGE | PGE | CZ12 | 1978-1991 | CARE | Mixed-fuel | Mixed-fuel | -1369.2 | 162.711 | 7112.0102 | 9333.7323 | 822.7677 | -93.0061 | -105.8385 | N/A | -12.2707 | 5062.0368 | 0 | 0.54234 | -304.8285 | 4754.0886 | 0 | 0.50934 | N/A | N/A | N/A | N/A | -76.4682 | -67.1968 | N/A | 10156.5 | 1.0881 | 0.81203 | 24.52% | 6391.67 | 479.162 | 2380.72 | 3.3121 | 102464.1 | 7760.87
HPWH_panelUpgrade | HPWH + Electric Panel Upgrade |  | 240V Fed. Min. HPWH + Electric Panel Upgrade | PGE | SMUD | CZ12 | 1978-1991 | CARE | Mixed-fuel | Mixed-fuel | -1369.2 | 162.711 | 7112.0102 | 9333.7323 | 822.7677 | 287.4085 | 287.4085 | N/A | 8660.5734 | 14191.1271 | 0.92788 | 1.5204 | 8660.5734 | 14191.1271 | 0.92788 | 1.5204 | N/A | N/A | N/A | N/A | 24.7453 | 24.7453 | N/A | 10156.5 | 1.0881 | 0.81203 | 24.52% | 6391.67 | 479.162 | 788.0842 | 3.3121 | 102464.1 | 7760.87
HPWH_panelUpgrade | HPWH + Electric Panel Upgrade |  | 240V Fed. Min. HPWH + Electric Panel Upgrade | PGE | SMUD | CZ12 | 1978-1991 | CARE | Mixed-fuel | Mixed-fuel | -1369.2 | 162.711 | 7112.0102 | 9333.7323 | 822.7677 | 287.4085 | 287.4085 | N/A | 8660.5734 | 14191.1271 | 0.92788 | 1.5204 | 8660.5734 | 14191.1271 | 0.92788 | 1.5204 | N/A | N/A | N/A | N/A | 24.7453 | 24.7453 | N/A | 10156.5 | 1.0881 | 0.81203 | 24.52% | 6391.67 | 479.162 | 788.0842 | 3.3121 | 102464.1 | 7760.87
HPWH_panelUpgrade | HPWH + Electric Panel Upgrade |  | 240V Fed. Min. HPWH + Electric Panel Upgrade | PGE | PGE | CZ13 | 1978-1991 | CARE | Mixed-fuel | Mixed-fuel | -1176.9 | 152.603 | 7112.0102 | 9333.7323 | 939.3177 | -61.7835 | 44.7105 | N/A | 545.1032 | 5276.9127 | 0.058401 | 0.56536 | 2972.9954 | 7832.5274 | 0.31852 | 0.83916 | N/A | N/A | N/A | N/A | -115.1118 | 159.068 | N/A | 10273.05 | 1.1006 | 0.77029 | 26.43% | 10150.8 | 387.097 | 3348.1704 | 2.9145 | 114352.2 | 11327.7
HPWH_panelUpgrade | HPWH + Electric Panel Upgrade |  | 240V Fed. Min. HPWH + Electric Panel Upgrade | PGE | PGE | CZ13 | 1978-1991 | CARE | Mixed-fuel | Mixed-fuel | -1176.9 | 152.603 | 7112.0102 | 9333.7323 | 939.3177 | -61.7835 | 44.7105 | N/A | 545.1032 | 5276.9127 | 0.058401 | 0.56536 | 2972.9954 | 7832.5274 | 0.31852 | 0.83916 | N/A | N/A | N/A | N/A | -115.1118 | 159.068 | N/A | 10273.05 | 1.1006 | 0.77029 | 26.43% | 10150.8 | 387.097 | 3348.1704 | 2.9145 | 114352.2 | 11327.7
HPWH_panelUpgrade | HPWH + Electric Panel Upgrade |  | 240V Fed. Min. HPWH + Electric Panel Upgrade | SCG | SCE | CZ14 | 1978-1991 | CARE | Mixed-fuel | Mixed-fuel | -1371.66 | 156.832 | 7112.0102 | 9333.7323 | 56.8677 | -145.8262 | -74.9913 | N/A | -1511.0387 | 2418.5857 | 0 | 0.25912 | 84.6134 | 4118.4625 | 0.0090653 | 0.44124 | N/A | N/A | N/A | N/A | -48.7705 | -94.8378 | N/A | 9390.6 | 1.0061 | 0.76613 | 23.28% | 8442.26 | 467.063 | 2713.8933 | 3.2912 | 111704.85 | 9813.92
HPWH_panelUpgrade | HPWH + Electric Panel Upgrade |  | 240V Fed. Min. HPWH + Electric Panel Upgrade | SCG | SCE | CZ14 | 1978-1991 | CARE | Mixed-fuel | Mixed-fuel | -1371.66 | 156.832 | 7112.0102 | 9333.7323 | 56.8677 | -145.8262 | -74.9913 | N/A | -1511.0387 | 2418.5857 | 0 | 0.25912 | 84.6134 | 4118.4625 | 0.0090653 | 0.44124 | N/A | N/A | N/A | N/A | -48.7705 | -94.8378 | N/A | 9390.6 | 1.0061 | 0.76613 | 23.28% | 8442.26 | 467.063 | 2713.8933 | 3.2912 | 111704.85 | 9813.92
HPWH_panelUpgrade | HPWH + Electric Panel Upgrade |  | 240V Fed. Min. HPWH + Electric Panel Upgrade | SDGE | SDGE | CZ14 | 1978-1991 | CARE | Mixed-fuel | Mixed-fuel | -1371.66 | 156.832 | 7112.0102 | 9333.7323 | 56.8677 | -126.8304 | 151.4411 | N/A | -1221.5035 | 4868.1342 | 0 | 0.52156 | 5513.8923 | 11546.0185 | 0.59075 | 1.237 | N/A | N/A | N/A | N/A | -56.075 | 46.9622 | N/A | 9390.6 | 1.0061 | 0.76613 | 23.28% | 8442.26 | 467.063 | 3674.1476 | 3.2912 | 111704.85 | 9813.92
HPWH_panelUpgrade | HPWH + Electric Panel Upgrade |  | 240V Fed. Min. HPWH + Electric Panel Upgrade | SDGE | SDGE | CZ14 | 1978-1991 | CARE | Mixed-fuel | Mixed-fuel | -1371.66 | 156.832 | 7112.0102 | 9333.7323 | 56.8677 | -126.8304 | 151.4411 | N/A | -1221.5035 | 4868.1342 | 0 | 0.52156 | 5513.8923 | 11546.0185 | 0.59075 | 1.237 | N/A | N/A | N/A | N/A | -56.075 | 46.9622 | N/A | 9390.6 | 1.0061 | 0.76613 | 23.28% | 8442.26 | 467.063 | 3674.1476 | 3.2912 | 111704.85 | 9813.92
HPWH_panelUpgrade | HPWH + Electric Panel Upgrade |  | 240V Fed. Min. HPWH + Electric Panel Upgrade | SCG | SCE | CZ15 | 1978-1991 | CARE | Mixed-fuel | Mixed-fuel | -682.3 | 128.5467 | 7112.0102 | 9333.7323 | 1555.3677 | -29.4334 | 151.9133 | N/A | 620.1998 | 3574.782 | 0.066447 | 0.383 | 4705.2821 | 7926.6934 | 0.50412 | 0.84925 | N/A | N/A | N/A | N/A | -241.6302 | 46.8162 | N/A | 10889.1 | 1.1666 | 0.68361 | 35.02% | 16224 | 192.794 | 4343.3142 | 1.9522 | 123659.55 | 16906.3
HPWH_panelUpgrade | HPWH + Electric Panel Upgrade |  | 240V Fed. Min. HPWH + Electric Panel Upgrade | SCG | SCE | CZ15 | 1978-1991 | CARE | Mixed-fuel | Mixed-fuel | -682.3 | 128.5467 | 7112.0102 | 9333.7323 | 1555.3677 | -29.4334 | 151.9133 | N/A | 620.1998 | 3574.782 | 0.066447 | 0.383 | 4705.2821 | 7926.6934 | 0.50412 | 0.84925 | N/A | N/A | N/A | N/A | -241.6302 | 46.8162 | N/A | 10889.1 | 1.1666 | 0.68361 | 35.02% | 16224 | 192.794 | 4343.3142 | 1.9522 | 123659.55 | 16906.3
HPWH_panelUpgrade | HPWH + Electric Panel Upgrade |  | 240V Fed. Min. HPWH + Electric Panel Upgrade | PGE | PGE | CZ16 | 1978-1991 | CARE | Mixed-fuel | Mixed-fuel | -1551.3 | 179.13 | 7112.0102 | 9333.7323 | 1422.1677 | -101.1392 | -82.2946 | N/A | 85.5067 | 5846.7129 | 0.009161 | 0.62641 | 515.1331 | 6298.9403 | 0.05519 | 0.67486 | N/A | N/A | N/A | N/A | -70.319 | -86.4213 | N/A | 10755.9 | 1.1524 | 0.89415 | 15.06% | 4949.21 | 935.297 | 2749.8615 | 5.9391 | 149217.3 | 6500.51
HPWH_panelUpgrade | HPWH + Electric Panel Upgrade |  | 240V Fed. Min. HPWH + Electric Panel Upgrade | PGE | PGE | CZ16 | 1978-1991 | CARE | Mixed-fuel | Mixed-fuel | -1551.3 | 179.13 | 7112.0102 | 9333.7323 | 1422.1677 | -101.1392 | -82.2946 | N/A | 85.5067 | 5846.7129 | 0.009161 | 0.62641 | 515.1331 | 6298.9403 | 0.05519 | 0.67486 | N/A | N/A | N/A | N/A | -70.319 | -86.4213 | N/A | 10755.9 | 1.1524 | 0.89415 | 15.06% | 4949.21 | 935.297 | 2749.8615 | 5.9391 | 149217.3 | 6500.51
HPWH_panelUpgrade | HPWH + Electric Panel Upgrade |  | 240V Fed. Min. HPWH + Electric Panel Upgrade | PGE | PGE | CZ01 | 1992-2010 | Std | Mixed-fuel | Mixed-fuel | -1682.63 | 182.568 | 7112.0102 | 9333.7323 | 689.5677 | -300.7344 | -222.2052 | N/A | -3764.4461 | 3480.5607 | 0 | 0.3729 | -1974.1054 | 5365.0846 | 0 | 0.57481 | N/A | N/A | N/A | N/A | -23.6488 | -32.0065 | N/A | 10023.3 | 1.0739 | 0.90554 | 25.4% | 3765.84 | 546.46 | 2461.8952 | 3.565 | 93006.9 | 5448.47
HPWH_panelUpgrade | HPWH + Electric Panel Upgrade |  | 240V Fed. Min. HPWH + Electric Panel Upgrade | PGE | PGE | CZ01 | 1992-2010 | Std | Mixed-fuel | Mixed-fuel | -1682.63 | 182.568 | 7112.0102 | 9333.7323 | 689.5677 | -300.7344 | -222.2052 | N/A | -3764.4461 | 3480.5607 | 0 | 0.3729 | -1974.1054 | 5365.0846 | 0 | 0.57481 | N/A | N/A | N/A | N/A | -23.6488 | -32.0065 | N/A | 10023.3 | 1.0739 | 0.90554 | 25.4% | 3765.84 | 546.46 | 2461.8952 | 3.565 | 93006.9 | 5448.47
HPWH_panelUpgrade | HPWH + Electric Panel Upgrade |  | 240V Fed. Min. HPWH + Electric Panel Upgrade | PGE | PGE | CZ02 | 1992-2010 | Std | Mixed-fuel | Mixed-fuel | -1581.47 | 171.337 | 7112.0102 | 9333.7323 | 123.4677 | -290.9011 | -282.9606 | N/A | -3868.0356 | 2582.462 | 0 | 0.27668 | -3687.0031 | 2773.0179 | 0 | 0.2971 | N/A | N/A | N/A | N/A | -24.4482 | -25.1343 | N/A | 9457.2 | 1.0132 | 0.84619 | 28.24% | 3797.34 | 448.238 | 2183.9342 | 2.9967 | 81485.1 | 5378.81
HPWH_panelUpgrade | HPWH + Electric Panel Upgrade |  | 240V Fed. Min. HPWH + Electric Panel Upgrade | PGE | PGE | CZ02 | 1992-2010 | Std | Mixed-fuel | Mixed-fuel | -1581.47 | 171.337 | 7112.0102 | 9333.7323 | 123.4677 | -290.9011 | -282.9606 | N/A | -3868.0356 | 2582.462 | 0 | 0.27668 | -3687.0031 | 2773.0179 | 0 | 0.2971 | N/A | N/A | N/A | N/A | -24.4482 | -25.1343 | N/A | 9457.2 | 1.0132 | 0.84619 | 28.24% | 3797.34 | 448.238 | 2183.9342 | 2.9967 | 81485.1 | 5378.81
HPWH_panelUpgrade | HPWH + Electric Panel Upgrade |  | 240V Fed. Min. HPWH + Electric Panel Upgrade | PGE | PGE | CZ03 | 1992-2010 | Std | Mixed-fuel | Mixed-fuel | -1361.79 | 169.33 | 7112.0102 | 9333.7323 | 1505.4177 | -222.6216 | -168.6958 | N/A | -2408.679 | 3884.3365 | 0 | 0.41616 | -1179.2582 | 5178.4326 | 0 | 0.55481 | N/A | N/A | N/A | N/A | -31.9466 | -42.1588 | N/A | 10839.15 | 1.1613 | 0.86349 | 33.14% | 3653.41 | 384.12 | 2046.8975 | 2.6056 | 72527.4 | 5015.2
HPWH_panelUpgrade | HPWH + Electric Panel Upgrade |  | 240V Fed. Min. HPWH + Electric Panel Upgrade | PGE | PGE | CZ03 | 1992-2010 | Std | Mixed-fuel | Mixed-fuel | -1361.79 | 169.33 | 7112.0102 | 9333.7323 | 1505.4177 | -222.6216 | -168.6958 | N/A | -2408.679 | 3884.3365 | 0 | 0.41616 | -1179.2582 | 5178.4326 | 0 | 0.55481 | N/A | N/A | N/A | N/A | -31.9466 | -42.1588 | N/A | 10839.15 | 1.1613 | 0.86349 | 33.14% | 3653.41 | 384.12 | 2046.8975 | 2.6056 | 72527.4 | 5015.2
HPWH_panelUpgrade | HPWH + Electric Panel Upgrade |  | 240V Fed. Min. HPWH + Electric Panel Upgrade | PGE | PGE | CZ04 | 1992-2010 | Std | Mixed-fuel | Mixed-fuel | -1455.68 | 164.945 | 7112.0102 | 9333.7323 | 506.4177 | -261.0459 | -263.0099 | N/A | -3317.6325 | 2848.2663 | 0 | 0.30516 | -3362.4101 | 2801.1331 | 0 | 0.30011 | N/A | N/A | N/A | N/A | -27.2443 | -27.0408 | N/A | 9840.15 | 1.0543 | 0.8191 | 28.62% | 4435.63 | 419.826 | 2443.2631 | 2.8624 | 82667.25 | 5891.31
HPWH_panelUpgrade | HPWH + Electric Panel Upgrade |  | 240V Fed. Min. HPWH + Electric Panel Upgrade | PGE | PGE | CZ04 | 1992-2010 | Std | Mixed-fuel | Mixed-fuel | -1455.68 | 164.945 | 7112.0102 | 9333.7323 | 506.4177 | -261.0459 | -263.0099 | N/A | -3317.6325 | 2848.2663 | 0 | 0.30516 | -3362.4101 | 2801.1331 | 0 | 0.30011 | N/A | N/A | N/A | N/A | -27.2443 | -27.0408 | N/A | 9840.15 | 1.0543 | 0.8191 | 28.62% | 4435.63 | 419.826 | 2443.2631 | 2.8624 | 82667.25 | 5891.31
HPWH_panelUpgrade | HPWH + Electric Panel Upgrade |  | 240V Fed. Min. HPWH + Electric Panel Upgrade | CPAU | CPAU | CZ04 | 1992-2010 | Std | Mixed-fuel | Mixed-fuel | -1455.68 | 164.945 | 7112.0102 | 9333.7323 | 506.4177 | -74.2909 | -74.2909 | N/A | 345.3637 | 5272.2738 | 0.037002 | 0.56486 | 345.3637 | 5272.2738 | 0.037002 | 0.56486 | N/A | N/A | N/A | N/A | -95.732 | -95.732 | N/A | 9840.15 | 1.0543 | 0.8191 | 28.62% | 4435.63 | 419.826 | 1654.037 | 2.8624 | 82667.25 | 5891.31
HPWH_panelUpgrade | HPWH + Electric Panel Upgrade |  | 240V Fed. Min. HPWH + Electric Panel Upgrade | CPAU | CPAU | CZ04 | 1992-2010 | Std | Mixed-fuel | Mixed-fuel | -1455.68 | 164.945 | 7112.0102 | 9333.7323 | 506.4177 | -74.2909 | -74.2909 | N/A | 345.3637 | 5272.2738 | 0.037002 | 0.56486 | 345.3637 | 5272.2738 | 0.037002 | 0.56486 | N/A | N/A | N/A | N/A | -95.732 | -95.732 | N/A | 9840.15 | 1.0543 | 0.8191 | 28.62% | 4435.63 | 419.826 | 1654.037 | 2.8624 | 82667.25 | 5891.31
HPWH_panelUpgrade | HPWH + Electric Panel Upgrade |  | 240V Fed. Min. HPWH + Electric Panel Upgrade | PGE | PGE | CZ05 | 1992-2010 | Std | Mixed-fuel | Mixed-fuel | -1391.5 | 170.111 | 7112.0102 | 9333.7323 | 1405.5177 | -236.9997 | -180.8101 | N/A | -2742.0741 | 3519.9313 | 0 | 0.37712 | -1461.042 | 4868.3537 | 0 | 0.52159 | N/A | N/A | N/A | N/A | -30.0085 | -39.3341 | N/A | 10739.25 | 1.1506 | 0.86381 | 34.07% | 3653.97 | 372.363 | 2015.9342 | 2.5356 | 70845.75 | 5045.47
HPWH_panelUpgrade | HPWH + Electric Panel Upgrade |  | 240V Fed. Min. HPWH + Electric Panel Upgrade | PGE | PGE | CZ05 | 1992-2010 | Std | Mixed-fuel | Mixed-fuel | -1391.5 | 170.111 | 7112.0102 | 9333.7323 | 1405.5177 | -236.9997 | -180.8101 | N/A | -2742.0741 | 3519.9313 | 0 | 0.37712 | -1461.042 | 4868.3537 | 0 | 0.52159 | N/A | N/A | N/A | N/A | -30.0085 | -39.3341 | N/A | 10739.25 | 1.1506 | 0.86381 | 34.07% | 3653.97 | 372.363 | 2015.9342 | 2.5356 | 70845.75 | 5045.47
HPWH_panelUpgrade | HPWH + Electric Panel Upgrade |  | 240V Fed. Min. HPWH + Electric Panel Upgrade | SCG | PGE | CZ05 | 1992-2010 | Std | Mixed-fuel | Mixed-fuel | -1391.5 | 170.111 | 7112.0102 | 9333.7323 | 1405.5177 | -295.4221 | -239.2325 | N/A | -4502.5338 | 635.26 | 0 | 0.068061 | -3221.5017 | 1983.6824 | 0 | 0.21253 | N/A | N/A | N/A | N/A | -24.0741 | -29.7284 | N/A | 10739.25 | 1.1506 | 0.86381 | 34.07% | 3653.97 | 372.363 | 1944.1215 | 2.5356 | 70845.75 | 5045.47
HPWH_panelUpgrade | HPWH + Electric Panel Upgrade |  | 240V Fed. Min. HPWH + Electric Panel Upgrade | SCG | PGE | CZ05 | 1992-2010 | Std | Mixed-fuel | Mixed-fuel | -1391.5 | 170.111 | 7112.0102 | 9333.7323 | 1405.5177 | -295.4221 | -239.2325 | N/A | -4502.5338 | 635.26 | 0 | 0.068061 | -3221.5017 | 1983.6824 | 0 | 0.21253 | N/A | N/A | N/A | N/A | -24.0741 | -29.7284 | N/A | 10739.25 | 1.1506 | 0.86381 | 34.07% | 3653.97 | 372.363 | 1944.1215 | 2.5356 | 70845.75 | 5045.47
HPWH_panelUpgrade | HPWH + Electric Panel Upgrade |  | 240V Fed. Min. HPWH + Electric Panel Upgrade | SCG | SCE | CZ06 | 1992-2010 | Std | Mixed-fuel | Mixed-fuel | -1010.91 | 156.6581 | 7112.0102 | 9333.7323 | 2704.2177 | -106.3389 | -242.7921 | N/A | -365.2945 | 4221.0595 | 0 | 0.45224 | -3439.0876 | 946.4926 | 0 | 0.10141 | N/A | N/A | N/A | N/A | -66.8806 | -29.2926 | N/A | 12037.95 | 1.2897 | 0.82916 | 48.94% | 3704.29 | 229.765 | 1494.6026 | 1.6943 | 53296.65 | 4715.2
HPWH_panelUpgrade | HPWH + Electric Panel Upgrade |  | 240V Fed. Min. HPWH + Electric Panel Upgrade | SCG | SCE | CZ06 | 1992-2010 | Std | Mixed-fuel | Mixed-fuel | -1010.91 | 156.6581 | 7112.0102 | 9333.7323 | 2704.2177 | -106.3389 | -242.7921 | N/A | -365.2945 | 4221.0595 | 0 | 0.45224 | -3439.0876 | 946.4926 | 0 | 0.10141 | N/A | N/A | N/A | N/A | -66.8806 | -29.2926 | N/A | 12037.95 | 1.2897 | 0.82916 | 48.94% | 3704.29 | 229.765 | 1494.6026 | 1.6943 | 53296.65 | 4715.2
HPWH_panelUpgrade | HPWH + Electric Panel Upgrade |  | 240V Fed. Min. HPWH + Electric Panel Upgrade | SDGE | SDGE | CZ07 | 1992-2010 | Std | Mixed-fuel | Mixed-fuel | -989.55 | 155.1011 | 7112.0102 | 9333.7323 | 2820.7677 | -116.5681 | -102.7877 | N/A | -595.4785 | 6730.839 | 0 | 0.72113 | -261.9325 | 7061.5369 | 0 | 0.75656 | N/A | N/A | N/A | N/A | -61.0117 | -69.1913 | N/A | 12154.5 | 1.3022 | 0.82203 | 49.53% | 3847.12 | 222.544 | 2138.1052 | 1.6598 | 54312.3 | 4836.67
HPWH_panelUpgrade | HPWH + Electric Panel Upgrade |  | 240V Fed. Min. HPWH + Electric Panel Upgrade | SDGE | SDGE | CZ07 | 1992-2010 | Std | Mixed-fuel | Mixed-fuel | -989.55 | 155.1011 | 7112.0102 | 9333.7323 | 2820.7677 | -116.5681 | -102.7877 | N/A | -595.4785 | 6730.839 | 0 | 0.72113 | -261.9325 | 7061.5369 | 0 | 0.75656 | N/A | N/A | N/A | N/A | -61.0117 | -69.1913 | N/A | 12154.5 | 1.3022 | 0.82203 | 49.53% | 3847.12 | 222.544 | 2138.1052 | 1.6598 | 54312.3 | 4836.67
HPWH_panelUpgrade | HPWH + Electric Panel Upgrade |  | 240V Fed. Min. HPWH + Electric Panel Upgrade | SCG | SCE | CZ08 | 1992-2010 | Std | Mixed-fuel | Mixed-fuel | -958.25 | 152.1477 | 7112.0102 | 9333.7323 | 2454.4677 | -126.6094 | -204.6875 | N/A | -891.7408 | 3501.6574 | 0 | 0.37516 | -2650.5565 | 1627.9595 | 0 | 0.17442 | N/A | N/A | N/A | N/A | -56.1729 | -34.7457 | N/A | 11788.2 | 1.263 | 0.80259 | 45.14% | 4985.73 | 234.045 | 2067.9021 | 1.7779 | 61721.55 | 5943.98
HPWH_panelUpgrade | HPWH + Electric Panel Upgrade |  | 240V Fed. Min. HPWH + Electric Panel Upgrade | SCG | SCE | CZ08 | 1992-2010 | Std | Mixed-fuel | Mixed-fuel | -958.25 | 152.1477 | 7112.0102 | 9333.7323 | 2454.4677 | -126.6094 | -204.6875 | N/A | -891.7408 | 3501.6574 | 0 | 0.37516 | -2650.5565 | 1627.9595 | 0 | 0.17442 | N/A | N/A | N/A | N/A | -56.1729 | -34.7457 | N/A | 11788.2 | 1.263 | 0.80259 | 45.14% | 4985.73 | 234.045 | 2067.9021 | 1.7779 | 61721.55 | 5943.98
HPWH_panelUpgrade | HPWH + Electric Panel Upgrade |  | 240V Fed. Min. HPWH + Electric Panel Upgrade | SCG | SCE | CZ09 | 1992-2010 | Std | Mixed-fuel | Mixed-fuel | -993.27 | 153.244 | 7112.0102 | 9333.7323 | 2371.2177 | -106.6371 | -265.543 | N/A | -417.0501 | 4063.6474 | 0 | 0.43537 | -3996.6209 | 250.2665 | 0 | 0.026813 | N/A | N/A | N/A | N/A | -66.6936 | -26.7829 | N/A | 11704.95 | 1.254 | 0.80394 | 42.21% | 4898.15 | 255.338 | 2018.4592 | 1.9046 | 64219.05 | 5891.42
HPWH_panelUpgrade | HPWH + Electric Panel Upgrade |  | 240V Fed. Min. HPWH + Electric Panel Upgrade | SCG | SCE | CZ09 | 1992-2010 | Std | Mixed-fuel | Mixed-fuel | -993.27 | 153.244 | 7112.0102 | 9333.7323 | 2371.2177 | -106.6371 | -265.543 | N/A | -417.0501 | 4063.6474 | 0 | 0.43537 | -3996.6209 | 250.2665 | 0 | 0.026813 | N/A | N/A | N/A | N/A | -66.6936 | -26.7829 | N/A | 11704.95 | 1.254 | 0.80394 | 42.21% | 4898.15 | 255.338 | 2018.4592 | 1.9046 | 64219.05 | 5891.42
HPWH_panelUpgrade | HPWH + Electric Panel Upgrade |  | 240V Fed. Min. HPWH + Electric Panel Upgrade | SCG | SCE | CZ10 | 1992-2010 | Std | Mixed-fuel | Mixed-fuel | -988.69 | 151.405 | 7112.0102 | 9333.7323 | 2138.1177 | -112.2324 | -271.0831 | N/A | -577.9488 | 3813.0835 | 0 | 0.40853 | -4156.2763 | 1.0271 | 0 | 0.00011004 | N/A | N/A | N/A | N/A | -63.3686 | -26.2355 | N/A | 11471.85 | 1.2291 | 0.79138 | 41.57% | 5466.94 | 251.711 | 2231.8357 | 1.9036 | 66949.65 | 6455.63
HPWH_panelUpgrade | HPWH + Electric Panel Upgrade |  | 240V Fed. Min. HPWH + Electric Panel Upgrade | SCG | SCE | CZ10 | 1992-2010 | Std | Mixed-fuel | Mixed-fuel | -988.69 | 151.405 | 7112.0102 | 9333.7323 | 2138.1177 | -112.2324 | -271.0831 | N/A | -577.9488 | 3813.0835 | 0 | 0.40853 | -4156.2763 | 1.0271 | 0 | 0.00011004 | N/A | N/A | N/A | N/A | -63.3686 | -26.2355 | N/A | 11471.85 | 1.2291 | 0.79138 | 41.57% | 5466.94 | 251.711 | 2231.8357 | 1.9036 | 66949.65 | 6455.63
HPWH_panelUpgrade | HPWH + Electric Panel Upgrade |  | 240V Fed. Min. HPWH + Electric Panel Upgrade | SDGE | SDGE | CZ10 | 1992-2010 | Std | Mixed-fuel | Mixed-fuel | -988.69 | 151.405 | 7112.0102 | 9333.7323 | 2138.1177 | -131.4375 | 27.8151 | N/A | -961.6479 | 6347.1928 | 0 | 0.68003 | 2892.9649 | 10168.8922 | 0.30995 | 1.0895 | N/A | N/A | N/A | N/A | -54.1095 | 255.6892 | N/A | 11471.85 | 1.2291 | 0.79138 | 41.57% | 5466.94 | 251.711 | 3215.8898 | 1.9036 | 66949.65 | 6455.63
HPWH_panelUpgrade | HPWH + Electric Panel Upgrade |  | 240V Fed. Min. HPWH + Electric Panel Upgrade | SDGE | SDGE | CZ10 | 1992-2010 | Std | Mixed-fuel | Mixed-fuel | -988.69 | 151.405 | 7112.0102 | 9333.7323 | 2138.1177 | -131.4375 | 27.8151 | N/A | -961.6479 | 6347.1928 | 0 | 0.68003 | 2892.9649 | 10168.8922 | 0.30995 | 1.0895 | N/A | N/A | N/A | N/A | -54.1095 | 255.6892 | N/A | 11471.85 | 1.2291 | 0.79138 | 41.57% | 5466.94 | 251.711 | 3215.8898 | 1.9036 | 66949.65 | 6455.63
HPWH_panelUpgrade | HPWH + Electric Panel Upgrade |  | 240V Fed. Min. HPWH + Electric Panel Upgrade | PGE | PGE | CZ11 | 1992-2010 | Std | Mixed-fuel | Mixed-fuel | -1261.01 | 155.603 | 7112.0102 | 9333.7323 | 689.5677 | -187.2366 | -217.9221 | N/A | -1697.6032 | 4402.5725 | 0 | 0.47168 | -2397.1826 | 3666.1908 | 0 | 0.39279 | N/A | N/A | N/A | N/A | -37.9841 | -32.6356 | N/A | 10023.3 | 1.0739 | 0.77543 | 26.78% | 6382.63 | 409.301 | 3284.8178 | 2.895 | 93689.55 | 7643.64
HPWH_panelUpgrade | HPWH + Electric Panel Upgrade |  | 240V Fed. Min. HPWH + Electric Panel Upgrade | PGE | PGE | CZ11 | 1992-2010 | Std | Mixed-fuel | Mixed-fuel | -1261.01 | 155.603 | 7112.0102 | 9333.7323 | 689.5677 | -187.2366 | -217.9221 | N/A | -1697.6032 | 4402.5725 | 0 | 0.47168 | -2397.1826 | 3666.1908 | 0 | 0.39279 | N/A | N/A | N/A | N/A | -37.9841 | -32.6356 | N/A | 10023.3 | 1.0739 | 0.77543 | 26.78% | 6382.63 | 409.301 | 3284.8178 | 2.895 | 93689.55 | 7643.64
HPWH_panelUpgrade | HPWH + Electric Panel Upgrade |  | 240V Fed. Min. HPWH + Electric Panel Upgrade | PGE | PGE | CZ12 | 1992-2010 | Std | Mixed-fuel | Mixed-fuel | -1367.01 | 162.52 | 7112.0102 | 9333.7323 | 756.1677 | -216.9693 | -285.71 | N/A | -2290.1243 | 3984.3145 | 0 | 0.42687 | -3857.3021 | 2334.6934 | 0 | 0.25014 | N/A | N/A | N/A | N/A | -32.7789 | -24.8924 | N/A | 10089.9 | 1.081 | 0.81097 | 28.03% | 4806.99 | 420.607 | 2580.3421 | 2.8933 | 85397.85 | 6174
HPWH_panelUpgrade | HPWH + Electric Panel Upgrade |  | 240V Fed. Min. HPWH + Electric Panel Upgrade | PGE | PGE | CZ12 | 1992-2010 | Std | Mixed-fuel | Mixed-fuel | -1367.01 | 162.52 | 7112.0102 | 9333.7323 | 756.1677 | -216.9693 | -285.71 | N/A | -2290.1243 | 3984.3145 | 0 | 0.42687 | -3857.3021 | 2334.6934 | 0 | 0.25014 | N/A | N/A | N/A | N/A | -32.7789 | -24.8924 | N/A | 10089.9 | 1.081 | 0.81097 | 28.03% | 4806.99 | 420.607 | 2580.3421 | 2.8933 | 85397.85 | 6174
HPWH_panelUpgrade | HPWH + Electric Panel Upgrade |  | 240V Fed. Min. HPWH + Electric Panel Upgrade | PGE | SMUD | CZ12 | 1992-2010 | Std | Mixed-fuel | Mixed-fuel | -1367.01 | 162.52 | 7112.0102 | 9333.7323 | 756.1677 | 188.942 | 188.942 | N/A | 6964.0013 | 13725.2654 | 0.74611 | 1.4705 | 6964.0013 | 13725.2654 | 0.74611 | 1.4705 | N/A | N/A | N/A | N/A | 37.6412 | 37.6412 | N/A | 10089.9 | 1.081 | 0.81097 | 28.03% | 4806.99 | 420.607 | 1876.0882 | 2.8933 | 85397.85 | 6174
HPWH_panelUpgrade | HPWH + Electric Panel Upgrade |  | 240V Fed. Min. HPWH + Electric Panel Upgrade | PGE | SMUD | CZ12 | 1992-2010 | Std | Mixed-fuel | Mixed-fuel | -1367.01 | 162.52 | 7112.0102 | 9333.7323 | 756.1677 | 188.942 | 188.942 | N/A | 6964.0013 | 13725.2654 | 0.74611 | 1.4705 | 6964.0013 | 13725.2654 | 0.74611 | 1.4705 | N/A | N/A | N/A | N/A | 37.6412 | 37.6412 | N/A | 10089.9 | 1.081 | 0.81097 | 28.03% | 4806.99 | 420.607 | 1876.0882 | 2.8933 | 85397.85 | 6174
HPWH_panelUpgrade | HPWH + Electric Panel Upgrade |  | 240V Fed. Min. HPWH + Electric Panel Upgrade | PGE | PGE | CZ13 | 1992-2010 | Std | Mixed-fuel | Mixed-fuel | -1174.14 | 152.462 | 7112.0102 | 9333.7323 | 1005.9177 | -164.0554 | -164.7579 | N/A | -1271.876 | 4603.3025 | 0 | 0.49319 | -1287.89 | 4586.446 | 0 | 0.49138 | N/A | N/A | N/A | N/A | -43.3513 | -43.1664 | N/A | 10339.65 | 1.1078 | 0.76957 | 30.38% | 6986.71 | 343.214 | 3412.2999 | 2.5328 | 89810.1 | 8160.85
HPWH_panelUpgrade | HPWH + Electric Panel Upgrade |  | 240V Fed. Min. HPWH + Electric Panel Upgrade | PGE | PGE | CZ13 | 1992-2010 | Std | Mixed-fuel | Mixed-fuel | -1174.14 | 152.462 | 7112.0102 | 9333.7323 | 1005.9177 | -164.0554 | -164.7579 | N/A | -1271.876 | 4603.3025 | 0 | 0.49319 | -1287.89 | 4586.446 | 0 | 0.49138 | N/A | N/A | N/A | N/A | -43.3513 | -43.1664 | N/A | 10339.65 | 1.1078 | 0.76957 | 30.38% | 6986.71 | 343.214 | 3412.2999 | 2.5328 | 89810.1 | 8160.85
HPWH_panelUpgrade | HPWH + Electric Panel Upgrade |  | 240V Fed. Min. HPWH + Electric Panel Upgrade | SCG | SCE | CZ14 | 1992-2010 | Std | Mixed-fuel | Mixed-fuel | -1369.22 | 156.794 | 7112.0102 | 9333.7323 | 40.2177 | -253.1949 | -299.7796 | N/A | -3473.371 | 1364.2722 | 0 | 0.14617 | -4522.7535 | 246.3462 | 0 | 0.026393 | N/A | N/A | N/A | N/A | -28.0891 | -23.7241 | N/A | 9373.95 | 1.0043 | 0.76588 | 26.64% | 6059.62 | 410.976 | 2788.7727 | 2.8744 | 90859.05 | 7428.84
HPWH_panelUpgrade | HPWH + Electric Panel Upgrade |  | 240V Fed. Min. HPWH + Electric Panel Upgrade | SCG | SCE | CZ14 | 1992-2010 | Std | Mixed-fuel | Mixed-fuel | -1369.22 | 156.794 | 7112.0102 | 9333.7323 | 40.2177 | -253.1949 | -299.7796 | N/A | -3473.371 | 1364.2722 | 0 | 0.14617 | -4522.7535 | 246.3462 | 0 | 0.026393 | N/A | N/A | N/A | N/A | -28.0891 | -23.7241 | N/A | 9373.95 | 1.0043 | 0.76588 | 26.64% | 6059.62 | 410.976 | 2788.7727 | 2.8744 | 90859.05 | 7428.84
HPWH_panelUpgrade | HPWH + Electric Panel Upgrade |  | 240V Fed. Min. HPWH + Electric Panel Upgrade | SDGE | SDGE | CZ14 | 1992-2010 | Std | Mixed-fuel | Mixed-fuel | -1369.22 | 156.794 | 7112.0102 | 9333.7323 | 40.2177 | -266.1598 | -93.3846 | N/A | -4099.7995 | 3639.475 | 0 | 0.38993 | 82.1234 | 7785.6897 | 0.0087986 | 0.83415 | N/A | N/A | N/A | N/A | -26.7208 | -76.1583 | N/A | 9373.95 | 1.0043 | 0.76588 | 26.64% | 6059.62 | 410.976 | 3895.5089 | 2.8744 | 90859.05 | 7428.84
HPWH_panelUpgrade | HPWH + Electric Panel Upgrade |  | 240V Fed. Min. HPWH + Electric Panel Upgrade | SDGE | SDGE | CZ14 | 1992-2010 | Std | Mixed-fuel | Mixed-fuel | -1369.22 | 156.794 | 7112.0102 | 9333.7323 | 40.2177 | -266.1598 | -93.3846 | N/A | -4099.7995 | 3639.475 | 0 | 0.38993 | 82.1234 | 7785.6897 | 0.0087986 | 0.83415 | N/A | N/A | N/A | N/A | -26.7208 | -76.1583 | N/A | 9373.95 | 1.0043 | 0.76588 | 26.64% | 6059.62 | 410.976 | 3895.5089 | 2.8744 | 90859.05 | 7428.84
HPWH_panelUpgrade | HPWH + Electric Panel Upgrade |  | 240V Fed. Min. HPWH + Electric Panel Upgrade | SCG | SCE | CZ15 | 1992-2010 | Std | Mixed-fuel | Mixed-fuel | -679 | 128.5113 | 7112.0102 | 9333.7323 | 1572.0177 | -69.058 | -154.4494 | N/A | 77.4457 | 3791.0328 | 0.0082974 | 0.40616 | -1846.1109 | 1741.8335 | 0 | 0.18662 | N/A | N/A | N/A | N/A | -102.986 | -46.0475 | N/A | 10905.75 | 1.1684 | 0.68346 | 39.65% | 10562.1 | 185.157 | 4018.8817 | 1.7235 | 89910 | 11241.1
HPWH_panelUpgrade | HPWH + Electric Panel Upgrade |  | 240V Fed. Min. HPWH + Electric Panel Upgrade | SCG | SCE | CZ15 | 1992-2010 | Std | Mixed-fuel | Mixed-fuel | -679 | 128.5113 | 7112.0102 | 9333.7323 | 1572.0177 | -69.058 | -154.4494 | N/A | 77.4457 | 3791.0328 | 0.0082974 | 0.40616 | -1846.1109 | 1741.8335 | 0 | 0.18662 | N/A | N/A | N/A | N/A | -102.986 | -46.0475 | N/A | 10905.75 | 1.1684 | 0.68346 | 39.65% | 10562.1 | 185.157 | 4018.8817 | 1.7235 | 89910 | 11241.1
HPWH_panelUpgrade | HPWH + Electric Panel Upgrade |  | 240V Fed. Min. HPWH + Electric Panel Upgrade | PGE | PGE | CZ16 | 1992-2010 | Std | Mixed-fuel | Mixed-fuel | -1550.22 | 178.85 | 7112.0102 | 9333.7323 | 1405.5177 | -253.8947 | -259.7797 | N/A | -2855.8631 | 4053.479 | 0 | 0.43428 | -2990.0331 | 3912.2508 | 0 | 0.41915 | N/A | N/A | N/A | N/A | -28.0117 | -27.3771 | N/A | 10739.25 | 1.1506 | 0.89252 | 21.45% | 4392.88 | 640.317 | 2855.8016 | 4.1611 | 108807.75 | 5943.1
HPWH_panelUpgrade | HPWH + Electric Panel Upgrade |  | 240V Fed. Min. HPWH + Electric Panel Upgrade | PGE | PGE | CZ16 | 1992-2010 | Std | Mixed-fuel | Mixed-fuel | -1550.22 | 178.85 | 7112.0102 | 9333.7323 | 1405.5177 | -253.8947 | -259.7797 | N/A | -2855.8631 | 4053.479 | 0 | 0.43428 | -2990.0331 | 3912.2508 | 0 | 0.41915 | N/A | N/A | N/A | N/A | -28.0117 | -27.3771 | N/A | 10739.25 | 1.1506 | 0.89252 | 21.45% | 4392.88 | 640.317 | 2855.8016 | 4.1611 | 108807.75 | 5943.1
HPWH_panelUpgrade | HPWH + Electric Panel Upgrade |  | 240V Fed. Min. HPWH + Electric Panel Upgrade | PGE | PGE | CZ01 | 1992-2010 | CARE | Mixed-fuel | Mixed-fuel | -1682.63 | 182.568 | 7112.0102 | 9333.7323 | 689.5677 | -136.6129 | -85.5689 | N/A | -673.1088 | 5168.8641 | 0 | 0.55378 | 490.6126 | 6393.8046 | 0.052563 | 0.68502 | N/A | N/A | N/A | N/A | -52.0596 | -83.1144 | N/A | 10023.3 | 1.0739 | 0.90554 | 25.4% | 3765.84 | 546.46 | 1722.7813 | 3.565 | 93006.9 | 5448.47
HPWH_panelUpgrade | HPWH + Electric Panel Upgrade |  | 240V Fed. Min. HPWH + Electric Panel Upgrade | PGE | PGE | CZ01 | 1992-2010 | CARE | Mixed-fuel | Mixed-fuel | -1682.63 | 182.568 | 7112.0102 | 9333.7323 | 689.5677 | -136.6129 | -85.5689 | N/A | -673.1088 | 5168.8641 | 0 | 0.55378 | 490.6126 | 6393.8046 | 0.052563 | 0.68502 | N/A | N/A | N/A | N/A | -52.0596 | -83.1144 | N/A | 10023.3 | 1.0739 | 0.90554 | 25.4% | 3765.84 | 546.46 | 1722.7813 | 3.565 | 93006.9 | 5448.47
HPWH_panelUpgrade | HPWH + Electric Panel Upgrade |  | 240V Fed. Min. HPWH + Electric Panel Upgrade | PGE | PGE | CZ02 | 1992-2010 | CARE | Mixed-fuel | Mixed-fuel | -1581.47 | 171.337 | 7112.0102 | 9333.7323 | 123.4677 | -136.6696 | -131.5082 | N/A | -934.7502 | 4266.7084 | 0 | 0.45713 | -817.0791 | 4390.5698 | 0 | 0.4704 | N/A | N/A | N/A | N/A | -52.038 | -54.0804 | N/A | 9457.2 | 1.0132 | 0.84619 | 28.24% | 3797.34 | 448.238 | 1508.7276 | 2.9967 | 81485.1 | 5378.81
HPWH_panelUpgrade | HPWH + Electric Panel Upgrade |  | 240V Fed. Min. HPWH + Electric Panel Upgrade | PGE | PGE | CZ02 | 1992-2010 | CARE | Mixed-fuel | Mixed-fuel | -1581.47 | 171.337 | 7112.0102 | 9333.7323 | 123.4677 | -136.6696 | -131.5082 | N/A | -934.7502 | 4266.7084 | 0 | 0.45713 | -817.0791 | 4390.5698 | 0 | 0.4704 | N/A | N/A | N/A | N/A | -52.038 | -54.0804 | N/A | 9457.2 | 1.0132 | 0.84619 | 28.24% | 3797.34 | 448.238 | 1508.7276 | 2.9967 | 81485.1 | 5378.81
HPWH_panelUpgrade | HPWH + Electric Panel Upgrade |  | 240V Fed. Min. HPWH + Electric Panel Upgrade | PGE | PGE | CZ03 | 1992-2010 | CARE | Mixed-fuel | Mixed-fuel | -1361.79 | 169.33 | 7112.0102 | 9333.7323 | 1505.4177 | -94.2294 | -59.1777 | N/A | -44.6736 | 5017.0609 | 0 | 0.53752 | 754.4498 | 5858.2233 | 0.08083 | 0.62764 | N/A | N/A | N/A | N/A | -75.4755 | -120.1807 | N/A | 10839.15 | 1.1613 | 0.86349 | 33.14% | 3653.41 | 384.12 | 1398.7482 | 2.6056 | 72527.4 | 5015.2
HPWH_panelUpgrade | HPWH + Electric Panel Upgrade |  | 240V Fed. Min. HPWH + Electric Panel Upgrade | PGE | PGE | CZ03 | 1992-2010 | CARE | Mixed-fuel | Mixed-fuel | -1361.79 | 169.33 | 7112.0102 | 9333.7323 | 1505.4177 | -94.2294 | -59.1777 | N/A | -44.6736 | 5017.0609 | 0 | 0.53752 | 754.4498 | 5858.2233 | 0.08083 | 0.62764 | N/A | N/A | N/A | N/A | -75.4755 | -120.1807 | N/A | 10839.15 | 1.1613 | 0.86349 | 33.14% | 3653.41 | 384.12 | 1398.7482 | 2.6056 | 72527.4 | 5015.2
HPWH_panelUpgrade | HPWH + Electric Panel Upgrade |  | 240V Fed. Min. HPWH + Electric Panel Upgrade | PGE | PGE | CZ04 | 1992-2010 | CARE | Mixed-fuel | Mixed-fuel | -1455.68 | 164.945 | 7112.0102 | 9333.7323 | 506.4177 | -119.773 | -121.0496 | N/A | -652.6026 | 4315.5803 | 0 | 0.46236 | -681.7081 | 4284.9437 | 0 | 0.45908 | N/A | N/A | N/A | N/A | -59.3791 | -58.7528 | N/A | 9840.15 | 1.0543 | 0.8191 | 28.62% | 4435.63 | 419.826 | 1668.1267 | 2.8624 | 82667.25 | 5891.31
HPWH_panelUpgrade | HPWH + Electric Panel Upgrade |  | 240V Fed. Min. HPWH + Electric Panel Upgrade | PGE | PGE | CZ04 | 1992-2010 | CARE | Mixed-fuel | Mixed-fuel | -1455.68 | 164.945 | 7112.0102 | 9333.7323 | 506.4177 | -119.773 | -121.0496 | N/A | -652.6026 | 4315.5803 | 0 | 0.46236 | -681.7081 | 4284.9437 | 0 | 0.45908 | N/A | N/A | N/A | N/A | -59.3791 | -58.7528 | N/A | 9840.15 | 1.0543 | 0.8191 | 28.62% | 4435.63 | 419.826 | 1668.1267 | 2.8624 | 82667.25 | 5891.31
HPWH_panelUpgrade | HPWH + Electric Panel Upgrade |  | 240V Fed. Min. HPWH + Electric Panel Upgrade | CPAU | CPAU | CZ04 | 1992-2010 | CARE | Mixed-fuel | Mixed-fuel | -1455.68 | 164.945 | 7112.0102 | 9333.7323 | 506.4177 | 0 | 0 | N/A | 0 | 0 | 0 | 0 | 0 | 0 | 0 | 0 | N/A | N/A | N/A | N/A | #DIV/0! | #DIV/0! | N/A | 9840.15 | 1.0543 | 0.8191 | 28.62% | 4435.63 | 419.826 | 0 | 2.8624 | 82667.25 | 5891.31
HPWH_panelUpgrade | HPWH + Electric Panel Upgrade |  | 240V Fed. Min. HPWH + Electric Panel Upgrade | CPAU | CPAU | CZ04 | 1992-2010 | CARE | Mixed-fuel | Mixed-fuel | -1455.68 | 164.945 | 7112.0102 | 9333.7323 | 506.4177 | 0 | 0 | N/A | 0 | 0 | 0 | 0 | 0 | 0 | 0 | 0 | N/A | N/A | N/A | N/A | #DIV/0! | #DIV/0! | N/A | 9840.15 | 1.0543 | 0.8191 | 28.62% | 4435.63 | 419.826 | 0 | 2.8624 | 82667.25 | 5891.31
HPWH_panelUpgrade | HPWH + Electric Panel Upgrade |  | 240V Fed. Min. HPWH + Electric Panel Upgrade | PGE | PGE | CZ05 | 1992-2010 | CARE | Mixed-fuel | Mixed-fuel | -1391.5 | 170.111 | 7112.0102 | 9333.7323 | 1405.5177 | -103.7123 | -67.1891 | N/A | -265.5111 | 4773.429 | 0 | 0.51142 | 567.1598 | 5649.9036 | 0.060765 | 0.60532 | N/A | N/A | N/A | N/A | -68.5744 | -105.8507 | N/A | 10739.25 | 1.1506 | 0.86381 | 34.07% | 3653.97 | 372.363 | 1374.242 | 2.5356 | 70845.75 | 5045.47
HPWH_panelUpgrade | HPWH + Electric Panel Upgrade |  | 240V Fed. Min. HPWH + Electric Panel Upgrade | PGE | PGE | CZ05 | 1992-2010 | CARE | Mixed-fuel | Mixed-fuel | -1391.5 | 170.111 | 7112.0102 | 9333.7323 | 1405.5177 | -103.7123 | -67.1891 | N/A | -265.5111 | 4773.429 | 0 | 0.51142 | 567.1598 | 5649.9036 | 0.060765 | 0.60532 | N/A | N/A | N/A | N/A | -68.5744 | -105.8507 | N/A | 10739.25 | 1.1506 | 0.86381 | 34.07% | 3653.97 | 372.363 | 1374.242 | 2.5356 | 70845.75 | 5045.47
HPWH_panelUpgrade | HPWH + Electric Panel Upgrade |  | 240V Fed. Min. HPWH + Electric Panel Upgrade | SCG | PGE | CZ05 | 1992-2010 | CARE | Mixed-fuel | Mixed-fuel | -1391.5 | 170.111 | 7112.0102 | 9333.7323 | 1405.5177 | -150.3718 | -113.8485 | N/A | -1671.5163 | 2469.5632 | 0 | 0.26458 | -838.8455 | 3346.0378 | 0 | 0.35849 | N/A | N/A | N/A | N/A | -47.2962 | -62.469 | N/A | 10739.25 | 1.1506 | 0.86381 | 34.07% | 3653.97 | 372.363 | 1317.3659 | 2.5356 | 70845.75 | 5045.47
HPWH_panelUpgrade | HPWH + Electric Panel Upgrade |  | 240V Fed. Min. HPWH + Electric Panel Upgrade | SCG | PGE | CZ05 | 1992-2010 | CARE | Mixed-fuel | Mixed-fuel | -1391.5 | 170.111 | 7112.0102 | 9333.7323 | 1405.5177 | -150.3718 | -113.8485 | N/A | -1671.5163 | 2469.5632 | 0 | 0.26458 | -838.8455 | 3346.0378 | 0 | 0.35849 | N/A | N/A | N/A | N/A | -47.2962 | -62.469 | N/A | 10739.25 | 1.1506 | 0.86381 | 34.07% | 3653.97 | 372.363 | 1317.3659 | 2.5356 | 70845.75 | 5045.47
HPWH_panelUpgrade | HPWH + Electric Panel Upgrade |  | 240V Fed. Min. HPWH + Electric Panel Upgrade | SCG | SCE | CZ06 | 1992-2010 | CARE | Mixed-fuel | Mixed-fuel | -1010.91 | 156.6581 | 7112.0102 | 9333.7323 | 2704.2177 | -42.1123 | -134.2181 | N/A | 647.3767 | 4314.0333 | 0.069359 | 0.4622 | -1427.4337 | 2103.7006 | 0 | 0.22539 | N/A | N/A | N/A | N/A | -168.8822 | -52.9884 | N/A | 12037.95 | 1.2897 | 0.82916 | 48.94% | 3704.29 | 229.765 | 997.2776 | 1.6943 | 53296.65 | 4715.2
HPWH_panelUpgrade | HPWH + Electric Panel Upgrade |  | 240V Fed. Min. HPWH + Electric Panel Upgrade | SCG | SCE | CZ06 | 1992-2010 | CARE | Mixed-fuel | Mixed-fuel | -1010.91 | 156.6581 | 7112.0102 | 9333.7323 | 2704.2177 | -42.1123 | -134.2181 | N/A | 647.3767 | 4314.0333 | 0.069359 | 0.4622 | -1427.4337 | 2103.7006 | 0 | 0.22539 | N/A | N/A | N/A | N/A | -168.8822 | -52.9884 | N/A | 12037.95 | 1.2897 | 0.82916 | 48.94% | 3704.29 | 229.765 | 997.2776 | 1.6943 | 53296.65 | 4715.2
HPWH_panelUpgrade | HPWH + Electric Panel Upgrade |  | 240V Fed. Min. HPWH + Electric Panel Upgrade | SDGE | SDGE | CZ07 | 1992-2010 | CARE | Mixed-fuel | Mixed-fuel | -989.55 | 155.1011 | 7112.0102 | 9333.7323 | 2820.7677 | -23.549 | -14.5917 | N/A | 1186.5083 | 6953.48 | 0.12712 | 0.74498 | 1403.3132 | 7168.4337 | 0.15035 | 0.76801 | N/A | N/A | N/A | N/A | -302.0091 | -487.3997 | N/A | 12154.5 | 1.3022 | 0.82203 | 49.53% | 3847.12 | 222.544 | 1406.5337 | 1.6598 | 54312.3 | 4836.67
HPWH_panelUpgrade | HPWH + Electric Panel Upgrade |  | 240V Fed. Min. HPWH + Electric Panel Upgrade | SDGE | SDGE | CZ07 | 1992-2010 | CARE | Mixed-fuel | Mixed-fuel | -989.55 | 155.1011 | 7112.0102 | 9333.7323 | 2820.7677 | -23.549 | -14.5917 | N/A | 1186.5083 | 6953.48 | 0.12712 | 0.74498 | 1403.3132 | 7168.4337 | 0.15035 | 0.76801 | N/A | N/A | N/A | N/A | -302.0091 | -487.3997 | N/A | 12154.5 | 1.3022 | 0.82203 | 49.53% | 3847.12 | 222.544 | 1406.5337 | 1.6598 | 54312.3 | 4836.67
HPWH_panelUpgrade | HPWH + Electric Panel Upgrade |  | 240V Fed. Min. HPWH + Electric Panel Upgrade | SCG | SCE | CZ08 | 1992-2010 | CARE | Mixed-fuel | Mixed-fuel | -958.25 | 152.1477 | 7112.0102 | 9333.7323 | 2454.4677 | -56.8362 | -109.5389 | N/A | 260.6459 | 3777.0186 | 0.027925 | 0.40466 | -926.5547 | 2512.2725 | 0 | 0.26916 | N/A | N/A | N/A | N/A | -125.1318 | -64.9268 | N/A | 11788.2 | 1.263 | 0.80259 | 45.14% | 4985.73 | 234.045 | 1385.0766 | 1.7779 | 61721.55 | 5943.98
HPWH_panelUpgrade | HPWH + Electric Panel Upgrade |  | 240V Fed. Min. HPWH + Electric Panel Upgrade | SCG | SCE | CZ08 | 1992-2010 | CARE | Mixed-fuel | Mixed-fuel | -958.25 | 152.1477 | 7112.0102 | 9333.7323 | 2454.4677 | -56.8362 | -109.5389 | N/A | 260.6459 | 3777.0186 | 0.027925 | 0.40466 | -926.5547 | 2512.2725 | 0 | 0.26916 | N/A | N/A | N/A | N/A | -125.1318 | -64.9268 | N/A | 11788.2 | 1.263 | 0.80259 | 45.14% | 4985.73 | 234.045 | 1385.0766 | 1.7779 | 61721.55 | 5943.98
HPWH_panelUpgrade | HPWH + Electric Panel Upgrade |  | 240V Fed. Min. HPWH + Electric Panel Upgrade | SCG | SCE | CZ09 | 1992-2010 | CARE | Mixed-fuel | Mixed-fuel | -993.27 | 153.244 | 7112.0102 | 9333.7323 | 2371.2177 | -42.9722 | -150.2337 | N/A | 592.5943 | 4175.2584 | 0.06349 | 0.44733 | -1823.616 | 1601.2263 | 0 | 0.17155 | N/A | N/A | N/A | N/A | -165.5026 | -47.3397 | N/A | 11704.95 | 1.254 | 0.80394 | 42.21% | 4898.15 | 255.338 | 1356.0393 | 1.9046 | 64219.05 | 5891.42
HPWH_panelUpgrade | HPWH + Electric Panel Upgrade |  | 240V Fed. Min. HPWH + Electric Panel Upgrade | SCG | SCE | CZ09 | 1992-2010 | CARE | Mixed-fuel | Mixed-fuel | -993.27 | 153.244 | 7112.0102 | 9333.7323 | 2371.2177 | -42.9722 | -150.2337 | N/A | 592.5943 | 4175.2584 | 0.06349 | 0.44733 | -1823.616 | 1601.2263 | 0 | 0.17155 | N/A | N/A | N/A | N/A | -165.5026 | -47.3397 | N/A | 11704.95 | 1.254 | 0.80394 | 42.21% | 4898.15 | 255.338 | 1356.0393 | 1.9046 | 64219.05 | 5891.42
HPWH_panelUpgrade | HPWH + Electric Panel Upgrade |  | 240V Fed. Min. HPWH + Electric Panel Upgrade | SCG | SCE | CZ10 | 1992-2010 | CARE | Mixed-fuel | Mixed-fuel | -988.69 | 151.405 | 7112.0102 | 9333.7323 | 2138.1177 | -47.2782 | -154.5024 | N/A | 468.042 | 3979.9994 | 0.050145 | 0.42641 | -1947.329 | 1406.8613 | 0 | 0.15073 | N/A | N/A | N/A | N/A | -150.4289 | -46.0317 | N/A | 11471.85 | 1.2291 | 0.79138 | 41.57% | 5466.94 | 251.711 | 1499.0612 | 1.9036 | 66949.65 | 6455.63
HPWH_panelUpgrade | HPWH + Electric Panel Upgrade |  | 240V Fed. Min. HPWH + Electric Panel Upgrade | SCG | SCE | CZ10 | 1992-2010 | CARE | Mixed-fuel | Mixed-fuel | -988.69 | 151.405 | 7112.0102 | 9333.7323 | 2138.1177 | -47.2782 | -154.5024 | N/A | 468.042 | 3979.9994 | 0.050145 | 0.42641 | -1947.329 | 1406.8613 | 0 | 0.15073 | N/A | N/A | N/A | N/A | -150.4289 | -46.0317 | N/A | 11471.85 | 1.2291 | 0.79138 | 41.57% | 5466.94 | 251.711 | 1499.0612 | 1.9036 | 66949.65 | 6455.63
HPWH_panelUpgrade | HPWH + Electric Panel Upgrade |  | 240V Fed. Min. HPWH + Electric Panel Upgrade | SDGE | SDGE | CZ10 | 1992-2010 | CARE | Mixed-fuel | Mixed-fuel | -988.69 | 151.405 | 7112.0102 | 9333.7323 | 2138.1177 | -33.2722 | 70.2419 | N/A | 946.7468 | 6701.2401 | 0.10143 | 0.71796 | 3452.2451 | 9185.3448 | 0.36987 | 0.9841 | N/A | N/A | N/A | N/A | -213.7522 | 101.2502 | N/A | 11471.85 | 1.2291 | 0.79138 | 41.57% | 5466.94 | 251.711 | 2118.1399 | 1.9036 | 66949.65 | 6455.63
HPWH_panelUpgrade | HPWH + Electric Panel Upgrade |  | 240V Fed. Min. HPWH + Electric Panel Upgrade | SDGE | SDGE | CZ10 | 1992-2010 | CARE | Mixed-fuel | Mixed-fuel | -988.69 | 151.405 | 7112.0102 | 9333.7323 | 2138.1177 | -33.2722 | 70.2419 | N/A | 946.7468 | 6701.2401 | 0.10143 | 0.71796 | 3452.2451 | 9185.3448 | 0.36987 | 0.9841 | N/A | N/A | N/A | N/A | -213.7522 | 101.2502 | N/A | 11471.85 | 1.2291 | 0.79138 | 41.57% | 5466.94 | 251.711 | 2118.1399 | 1.9036 | 66949.65 | 6455.63
HPWH_panelUpgrade | HPWH + Electric Panel Upgrade |  | 240V Fed. Min. HPWH + Electric Panel Upgrade | PGE | PGE | CZ11 | 1992-2010 | CARE | Mixed-fuel | Mixed-fuel | -1261.01 | 155.603 | 7112.0102 | 9333.7323 | 689.5677 | -72.8517 | -92.7973 | N/A | 368.6332 | 5273.7997 | 0.039495 | 0.56503 | -86.0934 | 4795.1516 | 0 | 0.51374 | N/A | N/A | N/A | N/A | -97.6231 | -76.6403 | N/A | 10023.3 | 1.0739 | 0.77543 | 26.78% | 6382.63 | 409.301 | 2214.9179 | 2.895 | 93689.55 | 7643.64
HPWH_panelUpgrade | HPWH + Electric Panel Upgrade |  | 240V Fed. Min. HPWH + Electric Panel Upgrade | PGE | PGE | CZ11 | 1992-2010 | CARE | Mixed-fuel | Mixed-fuel | -1261.01 | 155.603 | 7112.0102 | 9333.7323 | 689.5677 | -72.8517 | -92.7973 | N/A | 368.6332 | 5273.7997 | 0.039495 | 0.56503 | -86.0934 | 4795.1516 | 0 | 0.51374 | N/A | N/A | N/A | N/A | -97.6231 | -76.6403 | N/A | 10023.3 | 1.0739 | 0.77543 | 26.78% | 6382.63 | 409.301 | 2214.9179 | 2.895 | 93689.55 | 7643.64
HPWH_panelUpgrade | HPWH + Electric Panel Upgrade |  | 240V Fed. Min. HPWH + Electric Panel Upgrade | PGE | PGE | CZ12 | 1992-2010 | CARE | Mixed-fuel | Mixed-fuel | -1367.01 | 162.52 | 7112.0102 | 9333.7323 | 756.1677 | -90.6021 | -135.2836 | N/A | 30.9807 | 5079.7424 | 0.0033192 | 0.54423 | -987.6848 | 4007.4887 | 0 | 0.42936 | N/A | N/A | N/A | N/A | -78.4972 | -52.5711 | N/A | 10089.9 | 1.081 | 0.81097 | 28.03% | 4806.99 | 420.607 | 1759.5759 | 2.8933 | 85397.85 | 6174
HPWH_panelUpgrade | HPWH + Electric Panel Upgrade |  | 240V Fed. Min. HPWH + Electric Panel Upgrade | PGE | PGE | CZ12 | 1992-2010 | CARE | Mixed-fuel | Mixed-fuel | -1367.01 | 162.52 | 7112.0102 | 9333.7323 | 756.1677 | -90.6021 | -135.2836 | N/A | 30.9807 | 5079.7424 | 0.0033192 | 0.54423 | -987.6848 | 4007.4887 | 0 | 0.42936 | N/A | N/A | N/A | N/A | -78.4972 | -52.5711 | N/A | 10089.9 | 1.081 | 0.81097 | 28.03% | 4806.99 | 420.607 | 1759.5759 | 2.8933 | 85397.85 | 6174
HPWH_panelUpgrade | HPWH + Electric Panel Upgrade |  | 240V Fed. Min. HPWH + Electric Panel Upgrade | PGE | SMUD | CZ12 | 1992-2010 | CARE | Mixed-fuel | Mixed-fuel | -1367.01 | 162.52 | 7112.0102 | 9333.7323 | 756.1677 | 285.833 | 285.833 | N/A | 8613.0959 | 14113.3309 | 0.92279 | 1.5121 | 8613.0959 | 14113.3309 | 0.92279 | 1.5121 | N/A | N/A | N/A | N/A | 24.8817 | 24.8817 | N/A | 10089.9 | 1.081 | 0.81097 | 28.03% | 4806.99 | 420.607 | 672.1366 | 2.8933 | 85397.85 | 6174
HPWH_panelUpgrade | HPWH + Electric Panel Upgrade |  | 240V Fed. Min. HPWH + Electric Panel Upgrade | PGE | SMUD | CZ12 | 1992-2010 | CARE | Mixed-fuel | Mixed-fuel | -1367.01 | 162.52 | 7112.0102 | 9333.7323 | 756.1677 | 285.833 | 285.833 | N/A | 8613.0959 | 14113.3309 | 0.92279 | 1.5121 | 8613.0959 | 14113.3309 | 0.92279 | 1.5121 | N/A | N/A | N/A | N/A | 24.8817 | 24.8817 | N/A | 10089.9 | 1.081 | 0.81097 | 28.03% | 4806.99 | 420.607 | 672.1366 | 2.8933 | 85397.85 | 6174
HPWH_panelUpgrade | HPWH + Electric Panel Upgrade |  | 240V Fed. Min. HPWH + Electric Panel Upgrade | PGE | PGE | CZ13 | 1992-2010 | CARE | Mixed-fuel | Mixed-fuel | -1174.14 | 152.462 | 7112.0102 | 9333.7323 | 1005.9177 | -59.8163 | -60.2728 | N/A | 584.1159 | 5303.9269 | 0.062581 | 0.56825 | 573.7068 | 5292.9702 | 0.061466 | 0.56708 | N/A | N/A | N/A | N/A | -118.8976 | -117.9969 | N/A | 10339.65 | 1.1078 | 0.76957 | 30.38% | 6986.71 | 343.214 | 2275.934 | 2.5328 | 89810.1 | 8160.85
HPWH_panelUpgrade | HPWH + Electric Panel Upgrade |  | 240V Fed. Min. HPWH + Electric Panel Upgrade | PGE | PGE | CZ13 | 1992-2010 | CARE | Mixed-fuel | Mixed-fuel | -1174.14 | 152.462 | 7112.0102 | 9333.7323 | 1005.9177 | -59.8163 | -60.2728 | N/A | 584.1159 | 5303.9269 | 0.062581 | 0.56825 | 573.7068 | 5292.9702 | 0.061466 | 0.56708 | N/A | N/A | N/A | N/A | -118.8976 | -117.9969 | N/A | 10339.65 | 1.1078 | 0.76957 | 30.38% | 6986.71 | 343.214 | 2275.934 | 2.5328 | 89810.1 | 8160.85
HPWH_panelUpgrade | HPWH + Electric Panel Upgrade |  | 240V Fed. Min. HPWH + Electric Panel Upgrade | SCG | SCE | CZ14 | 1992-2010 | CARE | Mixed-fuel | Mixed-fuel | -1369.22 | 156.794 | 7112.0102 | 9333.7323 | 40.2177 | -137.9435 | -169.3881 | N/A | -1351.2383 | 2548.4739 | 0 | 0.27304 | -2059.5715 | 1793.8738 | 0 | 0.19219 | N/A | N/A | N/A | N/A | -51.5574 | -41.9865 | N/A | 9373.95 | 1.0043 | 0.76588 | 26.64% | 6059.62 | 410.976 | 1911.1781 | 2.8744 | 90859.05 | 7428.84
HPWH_panelUpgrade | HPWH + Electric Panel Upgrade |  | 240V Fed. Min. HPWH + Electric Panel Upgrade | SCG | SCE | CZ14 | 1992-2010 | CARE | Mixed-fuel | Mixed-fuel | -1369.22 | 156.794 | 7112.0102 | 9333.7323 | 40.2177 | -137.9435 | -169.3881 | N/A | -1351.2383 | 2548.4739 | 0 | 0.27304 | -2059.5715 | 1793.8738 | 0 | 0.19219 | N/A | N/A | N/A | N/A | -51.5574 | -41.9865 | N/A | 9373.95 | 1.0043 | 0.76588 | 26.64% | 6059.62 | 410.976 | 1911.1781 | 2.8744 | 90859.05 | 7428.84
HPWH_panelUpgrade | HPWH + Electric Panel Upgrade |  | 240V Fed. Min. HPWH + Electric Panel Upgrade | SDGE | SDGE | CZ14 | 1992-2010 | CARE | Mixed-fuel | Mixed-fuel | -1369.22 | 156.794 | 7112.0102 | 9333.7323 | 40.2177 | -117.8666 | -5.5627 | N/A | -1003.3997 | 5088.1265 | 0 | 0.54513 | 1714.8502 | 7783.1661 | 0.18373 | 0.83388 | N/A | N/A | N/A | N/A | -60.3395 | -1278.5231 | N/A | 9373.95 | 1.0043 | 0.76588 | 26.64% | 6059.62 | 410.976 | 2619.8985 | 2.8744 | 90859.05 | 7428.84
HPWH_panelUpgrade | HPWH + Electric Panel Upgrade |  | 240V Fed. Min. HPWH + Electric Panel Upgrade | SDGE | SDGE | CZ14 | 1992-2010 | CARE | Mixed-fuel | Mixed-fuel | -1369.22 | 156.794 | 7112.0102 | 9333.7323 | 40.2177 | -117.8666 | -5.5627 | N/A | -1003.3997 | 5088.1265 | 0 | 0.54513 | 1714.8502 | 7783.1661 | 0.18373 | 0.83388 | N/A | N/A | N/A | N/A | -60.3395 | -1278.5231 | N/A | 9373.95 | 1.0043 | 0.76588 | 26.64% | 6059.62 | 410.976 | 2619.8985 | 2.8744 | 90859.05 | 7428.84
HPWH_panelUpgrade | HPWH + Electric Panel Upgrade |  | 240V Fed. Min. HPWH + Electric Panel Upgrade | SCG | SCE | CZ15 | 1992-2010 | CARE | Mixed-fuel | Mixed-fuel | -679 | 128.5113 | 7112.0102 | 9333.7323 | 1572.0177 | -22.8095 | -80.4487 | N/A | 769.5895 | 3734.3301 | 0.082452 | 0.40009 | -528.8112 | 2351.1205 | 0 | 0.2519 | N/A | N/A | N/A | N/A | -311.8004 | -88.4043 | N/A | 10905.75 | 1.1684 | 0.68346 | 39.65% | 10562.1 | 185.157 | 2692.1849 | 1.7235 | 89910 | 11241.1
HPWH_panelUpgrade | HPWH + Electric Panel Upgrade |  | 240V Fed. Min. HPWH + Electric Panel Upgrade | SCG | SCE | CZ15 | 1992-2010 | CARE | Mixed-fuel | Mixed-fuel | -679 | 128.5113 | 7112.0102 | 9333.7323 | 1572.0177 | -22.8095 | -80.4487 | N/A | 769.5895 | 3734.3301 | 0.082452 | 0.40009 | -528.8112 | 2351.1205 | 0 | 0.2519 | N/A | N/A | N/A | N/A | -311.8004 | -88.4043 | N/A | 10905.75 | 1.1684 | 0.68346 | 39.65% | 10562.1 | 185.157 | 2692.1849 | 1.7235 | 89910 | 11241.1
HPWH_panelUpgrade | HPWH + Electric Panel Upgrade |  | 240V Fed. Min. HPWH + Electric Panel Upgrade | PGE | PGE | CZ16 | 1992-2010 | CARE | Mixed-fuel | Mixed-fuel | -1550.22 | 178.85 | 7112.0102 | 9333.7323 | 1405.5177 | -109.3344 | -113.1597 | N/A | -177.9731 | 5384.8687 | 0 | 0.57693 | -265.1836 | 5293.0703 | 0 | 0.56709 | N/A | N/A | N/A | N/A | -65.0482 | -62.8493 | N/A | 10739.25 | 1.1506 | 0.89252 | 21.45% | 4392.88 | 640.317 | 2004.4893 | 4.1611 | 108807.75 | 5943.1
HPWH_panelUpgrade | HPWH + Electric Panel Upgrade |  | 240V Fed. Min. HPWH + Electric Panel Upgrade | PGE | PGE | CZ16 | 1992-2010 | CARE | Mixed-fuel | Mixed-fuel | -1550.22 | 178.85 | 7112.0102 | 9333.7323 | 1405.5177 | -109.3344 | -113.1597 | N/A | -177.9731 | 5384.8687 | 0 | 0.57693 | -265.1836 | 5293.0703 | 0 | 0.56709 | N/A | N/A | N/A | N/A | -65.0482 | -62.8493 | N/A | 10739.25 | 1.1506 | 0.89252 | 21.45% | 4392.88 | 640.317 | 2004.4893 | 4.1611 | 108807.75 | 5943.1
DFHP_NewFurnace_35F | DFHP, New Furnace 35F |  | DFHP New Furnace | PGE | PGE | CZ01 | Pre1978 | Std | Mixed-fuel | Mixed-fuel | -4848.83 | 581.44 | 6454.4442 | 8588.3773 | 21564.7727 | -322.2699 | -124.3491 | N/A | 3068.9398 | 28305.6219 | 0.35734 | 3.2958 | 7581.2165 | 33055.2727 | 0.88273 | 3.8488 | N/A | N/A | N/A | N/A | -20.0281 | -51.9058 | N/A | 30153.15 | 3.5109 | 2.7444 | 48.55% | 4089.76 | 896.525 | 3464.5507 | 5.6531 | 133943.7 | 8938.59
DFHP_NewFurnace_35F | DFHP, New Furnace 35F |  | DFHP New Furnace | PGE | PGE | CZ02 | Pre1978 | Std | Mixed-fuel | Mixed-fuel | -2332.05 | 264.327 | 4137.745 | 5413.2808 | 6979.8692 | -254.3752 | -208.1089 | N/A | -1180.0305 | 9878.1398 | 0 | 1.8248 | -125.2329 | 10988.4264 | 0 | 2.0299 | N/A | N/A | N/A | N/A | -16.2663 | -19.8826 | N/A | 12393.15 | 2.2894 | 1.1718 | 31.89% | 4228.97 | 557.892 | 2659.1389 | 3.6742 | 95704.2 | 6561.02
DFHP_NewFurnace_35F | DFHP, New Furnace 35F |  | DFHP New Furnace | PGE | PGE | CZ03 | Pre1978 | Std | Mixed-fuel | Mixed-fuel | -1907.34 | 237.773 | 4367.4863 | 5677.6742 | 6055.0258 | -118.2281 | -84.7743 | N/A | 1386.2899 | 11285.2404 | 0.24417 | 1.9877 | 2148.9824 | 12088.0553 | 0.3785 | 2.1291 | N/A | N/A | N/A | N/A | -36.9412 | -51.519 | N/A | 11732.7 | 2.0665 | 1.0638 | 33.77% | 3795.78 | 473.808 | 2330.4809 | 3.1503 | 83272.2 | 5703.12
DFHP_NewFurnace_35F | DFHP, New Furnace 35F |  | DFHP New Furnace | PGE | PGE | CZ04 | Pre1978 | Std | Mixed-fuel | Mixed-fuel | -1875.54 | 211.294 | 4137.745 | 5413.2808 | 5148.3692 | -177.8887 | -139.5115 | N/A | -323.1855 | 8644.9333 | 0 | 1.597 | 551.7532 | 9565.8992 | 0.10193 | 1.7671 | N/A | N/A | N/A | N/A | -23.2603 | -29.6588 | N/A | 10561.65 | 1.9511 | 0.91146 | 25.61% | 5553.85 | 529.443 | 3256.5325 | 3.5594 | 100998.9 | 7429.39
DFHP_NewFurnace_35F | DFHP, New Furnace 35F |  | DFHP New Furnace | CPAU | CPAU | CZ04 | Pre1978 | Std | Mixed-fuel | Mixed-fuel | -1875.54 | 211.294 | 4137.745 | 5413.2808 | 5148.3692 | -0.8348 | -0.8348 | N/A | 3354.0662 | 11650.6917 | 0.6196 | 2.1522 | 3354.0662 | 11650.6917 | 0.6196 | 2.1522 | N/A | N/A | N/A | N/A | -4956.5843 | -4956.5843 | N/A | 10561.65 | 1.9511 | 0.91146 | 25.61% | 5553.85 | 529.443 | 2189.4628 | 3.5594 | 100998.9 | 7429.39
DFHP_NewFurnace_35F | DFHP, New Furnace 35F |  | DFHP New Furnace | PGE | PGE | CZ05 | Pre1978 | Std | Mixed-fuel | Mixed-fuel | -1783.24 | 203.708 | 4252.6156 | 5545.4775 | 4155.9225 | -142.812 | -127.8996 | N/A | 213.2637 | 8575.8881 | 0.038457 | 1.5465 | 553.2439 | 8933.7534 | 0.099765 | 1.611 | N/A | N/A | N/A | N/A | -29.7777 | -33.2497 | N/A | 9701.4 | 1.7494 | 0.90006 | 29.66% | 3790.86 | 454.432 | 2274.8876 | 3.0341 | 80547.15 | 5574.1
DFHP_NewFurnace_35F | DFHP, New Furnace 35F |  | DFHP New Furnace | SCG | PGE | CZ05 | Pre1978 | Std | Mixed-fuel | Mixed-fuel | -1783.24 | 203.708 | 4252.6156 | 5545.4775 | 4155.9225 | -220.1529 | -205.2404 | N/A | -2117.2726 | 4757.095 | 0 | 0.85783 | -1777.2925 | 5114.9603 | 0 | 0.92237 | N/A | N/A | N/A | N/A | -19.3166 | -20.7202 | N/A | 9701.4 | 1.7494 | 0.90006 | 29.66% | 3790.86 | 454.432 | 2175.024 | 3.0341 | 80547.15 | 5574.1
DFHP_NewFurnace_35F | DFHP, New Furnace 35F |  | DFHP New Furnace | SCG | SCE | CZ06 | Pre1978 | Std | Mixed-fuel | Mixed-fuel | -391.61 | 56.901 | 4252.6156 | 5545.4775 | -2154.4275 | -48.515 | -167.1388 | N/A | -313.5791 | 1435.6128 | 0 | 0.25888 | -2985.7417 | -1411.09 | 0 | 0 | N/A | N/A | N/A | N/A | -87.6558 | -25.4436 | N/A | 3391.05 | 0.6115 | 0.24407 | 12.66% | 4207.28 | 265.899 | 1775.4469 | 1.9286 | 60356.25 | 4598.89
DFHP_NewFurnace_35F | DFHP, New Furnace 35F |  | DFHP New Furnace | SDGE | SDGE | CZ07 | Pre1978 | Std | Mixed-fuel | Mixed-fuel | -301.29 | 46.35 | 4252.6156 | 5545.4775 | -2171.0775 | -88.4385 | 3.3801 | N/A | -1417.0493 | 974.8045 | 0 | 0.17578 | 805.365 | 3178.2423 | 0.14523 | 0.57312 | N/A | N/A | N/A | N/A | -48.0856 | 1258.1338 | N/A | 3374.4 | 0.6085 | 0.20598 | 11.02% | 4428.17 | 254.191 | 2590.3252 | 1.8685 | 61421.85 | 4729.46
DFHP_NewFurnace_35F | DFHP, New Furnace 35F |  | DFHP New Furnace | SCG | SCE | CZ08 | Pre1978 | Std | Mixed-fuel | Mixed-fuel | -543.31 | 67.068 | 4022.8743 | 5281.0841 | -1912.2341 | -92.2085 | -128.9884 | N/A | -1149.9693 | 880.378 | 0 | 0.1667 | -1978.4874 | -2.2573 | 0 | 0 | N/A | N/A | N/A | N/A | -43.628 | -31.1879 | N/A | 3368.85 | 0.63791 | 0.28038 | 13.77% | 5765.82 | 274.227 | 2472.3725 | 2.0357 | 70440.6 | 6309.13
DFHP_NewFurnace_35F | DFHP, New Furnace 35F |  | DFHP New Furnace | SCG | SCE | CZ09 | Pre1978 | Std | Mixed-fuel | Mixed-fuel | -747.31 | 92.535 | 4022.8743 | 5281.0841 | -669.0341 | -133.9014 | -200.2783 | N/A | -1726.7514 | 1088.9117 | 0 | 0.20619 | -3221.9819 | -503.9841 | 0 | 0 | N/A | N/A | N/A | N/A | -30.0436 | -20.0864 | N/A | 4612.05 | 0.87332 | 0.38777 | 17.49% | 5692.88 | 304.012 | 2444.6077 | 2.2165 | 74031.45 | 6440.19
DFHP_NewFurnace_35F | DFHP, New Furnace 35F |  | DFHP New Furnace | SCG | SCE | CZ10 | Pre1978 | Std | Mixed-fuel | Mixed-fuel | -749.24 | 88.672 | 4022.8743 | 5281.0841 | -1212.9341 | -104.3326 | -197.1393 | N/A | -1122.9504 | 1590.7293 | 0 | 0.30121 | -3213.5472 | -636.4209 | 0 | 0 | N/A | N/A | N/A | N/A | -38.5582 | -20.4062 | N/A | 4068.15 | 0.77032 | 0.36913 | 16.62% | 6443.2 | 301.126 | 2730.8915 | 2.2214 | 77761.05 | 7192.44
DFHP_NewFurnace_35F | DFHP, New Furnace 35F |  | DFHP New Furnace | SDGE | SDGE | CZ10 | Pre1978 | Std | Mixed-fuel | Mixed-fuel | -749.24 | 88.672 | 4022.8743 | 5281.0841 | -1212.9341 | -145.4223 | 135.1285 | N/A | -2107.9612 | 2553.7605 | 0 | 0.48357 | 4682.6057 | 9286.3448 | 0.88668 | 1.7584 | N/A | N/A | N/A | N/A | -27.6634 | 29.7707 | N/A | 4068.15 | 0.77032 | 0.36913 | 16.62% | 6443.2 | 301.126 | 3916.8814 | 2.2214 | 77761.05 | 7192.44
DFHP_NewFurnace_35F | DFHP, New Furnace 35F |  | DFHP New Furnace | PGE | PGE | CZ11 | Pre1978 | Std | Mixed-fuel | Mixed-fuel | -2291.76 | 268.997 | 3908.0036 | 5148.8874 | 8548.5126 | -42.8383 | -122.1582 | N/A | 3831.933 | 15609.3806 | 0.74423 | 3.0316 | 2023.5669 | 13705.8829 | 0.39301 | 2.6619 | N/A | N/A | N/A | N/A | -91.2268 | -31.9913 | N/A | 13697.4 | 2.6603 | 1.1863 | 32.11% | 7638.02 | 536.266 | 4194.7827 | 3.6938 | 114574.2 | 9929.78
DFHP_NewFurnace_35F | DFHP, New Furnace 35F |  | DFHP New Furnace | PGE | PGE | CZ12 | Pre1978 | Std | Mixed-fuel | Mixed-fuel | -2290.8 | 273.148 | 4022.8743 | 5281.0841 | 8549.5159 | -80.2605 | -199.4401 | N/A | 2959.9635 | 14646.2692 | 0.56048 | 2.7733 | 242.858 | 11786.2268 | 0.045986 | 2.2318 | N/A | N/A | N/A | N/A | -50.1227 | -20.1708 | N/A | 13830.6 | 2.6189 | 1.2086 | 33.49% | 5814.88 | 534.378 | 3342.9692 | 3.6088 | 103396.5 | 8105.68
DFHP_NewFurnace_35F | DFHP, New Furnace 35F |  | DFHP New Furnace | PGE | SMUD | CZ12 | Pre1978 | Std | Mixed-fuel | Mixed-fuel | -2290.8 | 273.148 | 4022.8743 | 5281.0841 | 8549.5159 | 387.7603 | 387.7603 | N/A | 13630.085 | 25877.7062 | 2.5809 | 4.9001 | 13630.085 | 25877.7062 | 2.5809 | 4.9001 | N/A | N/A | N/A | N/A | 10.3746 | 10.3746 | N/A | 13830.6 | 2.6189 | 1.2086 | 33.49% | 5814.88 | 534.378 | 2344.6498 | 3.6088 | 103396.5 | 8105.68
DFHP_NewFurnace_35F | DFHP, New Furnace 35F |  | DFHP New Furnace | PGE | PGE | CZ13 | Pre1978 | Std | Mixed-fuel | Mixed-fuel | -1636.94 | 195.221 | 3908.0036 | 5148.8874 | 4430.4126 | 7.8286 | -66.7014 | N/A | 3588.7735 | 11987.2883 | 0.697 | 2.3281 | 1889.6094 | 10198.7374 | 0.36699 | 1.9808 | N/A | N/A | N/A | N/A | 499.1951 | -58.5895 | N/A | 9579.3 | 1.8605 | 0.84769 | 27.24% | 8355.39 | 433.425 | 4276.5673 | 3.1122 | 107409.15 | 9992.33
DFHP_NewFurnace_35F | DFHP, New Furnace 35F |  | DFHP New Furnace | SCG | SCE | CZ14 | Pre1978 | Std | Mixed-fuel | Mixed-fuel | -1937.87 | 176.632 | 4022.8743 | 5281.0841 | 1173.5659 | -269.4113 | -228.0665 | N/A | -3172.1459 | 3198.7704 | 0 | 0.6057 | -2240.7987 | 4190.9514 | 0 | 0.79358 | N/A | N/A | N/A | N/A | -14.9321 | -17.639 | N/A | 6454.65 | 1.2222 | 0.70072 | 19.38% | 7195.36 | 529.529 | 3528.1405 | 3.6149 | 110073.15 | 9133.23
DFHP_NewFurnace_35F | DFHP, New Furnace 35F |  | DFHP New Furnace | SDGE | SDGE | CZ14 | Pre1978 | Std | Mixed-fuel | Mixed-fuel | -1937.87 | 176.632 | 4022.8743 | 5281.0841 | 1173.5659 | -329.838 | -35.332 | N/A | -5169.4265 | 4130.2826 | 0 | 0.78209 | 1958.9179 | 11197.7602 | 0.37093 | 2.1204 | N/A | N/A | N/A | N/A | -12.1965 | -113.8594 | N/A | 6454.65 | 1.2222 | 0.70072 | 19.38% | 7195.36 | 529.529 | 4861.4297 | 3.6149 | 110073.15 | 9133.23
DFHP_NewFurnace_35F | DFHP, New Furnace 35F |  | DFHP New Furnace | SCG | SCE | CZ15 | Pre1978 | Std | Mixed-fuel | Mixed-fuel | -300.3 | 32.184 | 3793.1329 | 5016.6907 | -3928.8907 | -189.5692 | -59.2114 | N/A | -3819.5845 | -3045.536 | 0 | 0 | -883.0974 | 82.7563 | 0 | 0.016496 | N/A | N/A | N/A | N/A | -20.0092 | -64.0609 | N/A | 1087.8 | 0.21684 | 0.12253 | 6.311% | 12478.2 | 214.899 | 4880.587 | 1.9416 | 103945.95 | 12778.5
DFHP_NewFurnace_35F | DFHP, New Furnace 35F |  | DFHP New Furnace | PGE | PGE | CZ16 | Pre1978 | Std | Mixed-fuel | Mixed-fuel | -3698.83 | 356.336 | 4756.8171 | 6295.384 | 10498.916 | -389.9174 | -354.8381 | N/A | -2443.0596 | 12947.1429 | 0 | 2.0566 | -1643.3091 | 13788.9653 | 0 | 2.1903 | N/A | N/A | N/A | N/A | -12.1996 | -13.4056 | N/A | 16794.3 | 2.6677 | 1.5928 | 25.05% | 4922.05 | 1006.06 | 3996.7347 | 6.3571 | 152891.4 | 8620.88
DFHP_NewFurnace_35F | DFHP, New Furnace 35F |  | DFHP New Furnace | PGE | PGE | CZ01 | Pre1978 | CARE | Mixed-fuel | Mixed-fuel | -4848.83 | 581.44 | 6454.4442 | 8588.3773 | 21564.7727 | -10.453 | 118.1956 | N/A | 7992.0191 | 28225.6183 | 0.93056 | 3.2865 | 10924.9989 | 31312.8913 | 1.2721 | 3.646 | N/A | N/A | N/A | N/A | -617.4748 | 54.6082 | N/A | 30153.15 | 3.5109 | 2.7444 | 48.55% | 4089.76 | 896.525 | 2496.2198 | 5.6531 | 133943.7 | 8938.59
DFHP_NewFurnace_35F | DFHP, New Furnace 35F |  | DFHP New Furnace | PGE | PGE | CZ02 | Pre1978 | CARE | Mixed-fuel | Mixed-fuel | -2332.05 | 264.327 | 4137.745 | 5413.2808 | 6979.8692 | -77.2381 | -47.165 | N/A | 1887.9007 | 10771.1165 | 0.34875 | 1.9898 | 2573.5192 | 11492.8028 | 0.47541 | 2.1231 | N/A | N/A | N/A | N/A | -53.5713 | -87.7291 | N/A | 12393.15 | 2.2894 | 1.1718 | 31.89% | 4228.97 | 557.892 | 1856.2983 | 3.6742 | 95704.2 | 6561.02
DFHP_NewFurnace_35F | DFHP, New Furnace 35F |  | DFHP New Furnace | PGE | PGE | CZ03 | Pre1978 | CARE | Mixed-fuel | Mixed-fuel | -1907.34 | 237.773 | 4367.4863 | 5677.6742 | 6055.0258 | 0.90215 | 22.6471 | N/A | 3243.9657 | 11174.4211 | 0.57135 | 1.9681 | 3739.7158 | 11696.2508 | 0.65867 | 2.06 | N/A | N/A | N/A | N/A | 4841.2217 | 192.8497 | N/A | 11732.7 | 2.0665 | 1.0638 | 33.77% | 3795.78 | 473.808 | 1614.1669 | 3.1503 | 83272.2 | 5703.12
DFHP_NewFurnace_35F | DFHP, New Furnace 35F |  | DFHP New Furnace | PGE | PGE | CZ04 | Pre1978 | CARE | Mixed-fuel | Mixed-fuel | -1875.54 | 211.294 | 4137.745 | 5413.2808 | 5148.3692 | -44.3836 | -19.4384 | N/A | 1936.7499 | 9136.9648 | 0.35778 | 1.6879 | 2505.4601 | 9735.5926 | 0.46284 | 1.7985 | N/A | N/A | N/A | N/A | -93.2269 | -212.8644 | N/A | 10561.65 | 1.9511 | 0.91146 | 25.61% | 5553.85 | 529.443 | 2235.0853 | 3.5594 | 100998.9 | 7429.39
DFHP_NewFurnace_35F | DFHP, New Furnace 35F |  | DFHP New Furnace | CPAU | CPAU | CZ04 | Pre1978 | CARE | Mixed-fuel | Mixed-fuel | -1875.54 | 211.294 | 4137.745 | 5413.2808 | 5148.3692 | 0 | 0 | N/A | 0 | 0 | 0 | 0 | 0 | 0 | 0 | 0 | N/A | N/A | N/A | N/A | #DIV/0! | #DIV/0! | N/A | 10561.65 | 1.9511 | 0.91146 | 25.61% | 5553.85 | 529.443 | 0 | 3.5594 | 100998.9 | 7429.39
DFHP_NewFurnace_35F | DFHP, New Furnace 35F |  | DFHP New Furnace | PGE | PGE | CZ05 | Pre1978 | CARE | Mixed-fuel | Mixed-fuel | -1783.24 | 203.708 | 4252.6156 | 5545.4775 | 4155.9225 | -26.7846 | -17.0915 | N/A | 2128.7234 | 8835.2881 | 0.38387 | 1.5932 | 2349.7105 | 9067.9005 | 0.42372 | 1.6352 | N/A | N/A | N/A | N/A | -158.7711 | -248.8151 | N/A | 9701.4 | 1.7494 | 0.90006 | 29.66% | 3790.86 | 454.432 | 1570.7311 | 3.0341 | 80547.15 | 5574.1
DFHP_NewFurnace_35F | DFHP, New Furnace 35F |  | DFHP New Furnace | SCG | PGE | CZ05 | Pre1978 | CARE | Mixed-fuel | Mixed-fuel | -1783.24 | 203.708 | 4252.6156 | 5545.4775 | 4155.9225 | -88.5631 | -78.87 | N/A | 267.1303 | 5784.9006 | 0.048171 | 1.0432 | 488.1174 | 6017.513 | 0.088021 | 1.0851 | N/A | N/A | N/A | N/A | -48.0179 | -53.9193 | N/A | 9701.4 | 1.7494 | 0.90006 | 29.66% | 3790.86 | 454.432 | 1491.4522 | 3.0341 | 80547.15 | 5574.1
DFHP_NewFurnace_35F | DFHP, New Furnace 35F |  | DFHP New Furnace | SCG | SCE | CZ06 | Pre1978 | CARE | Mixed-fuel | Mixed-fuel | -391.61 | 56.901 | 4252.6156 | 5545.4775 | -2154.4275 | -21.2849 | -101.356 | N/A | 133.7435 | 1535.0229 | 0.024118 | 0.27681 | -1669.9663 | -386.5015 | 0 | 0 | N/A | N/A | N/A | N/A | -199.7951 | -41.9572 | N/A | 3391.05 | 0.6115 | 0.24407 | 12.66% | 4207.28 | 265.899 | 1194.2819 | 1.9286 | 60356.25 | 4598.89
DFHP_NewFurnace_35F | DFHP, New Furnace 35F |  | DFHP New Furnace | SDGE | SDGE | CZ07 | Pre1978 | CARE | Mixed-fuel | Mixed-fuel | -301.29 | 46.35 | 4252.6156 | 5545.4775 | -2171.0775 | -40.4043 | 19.2778 | N/A | -406.3823 | 1477.0047 | 0 | 0.26634 | 1038.187 | 2909.2393 | 0.18721 | 0.52461 | N/A | N/A | N/A | N/A | -105.2517 | 220.5963 | N/A | 3374.4 | 0.6085 | 0.20598 | 11.02% | 4428.17 | 254.191 | 1712.2583 | 1.8685 | 61421.85 | 4729.46
DFHP_NewFurnace_35F | DFHP, New Furnace 35F |  | DFHP New Furnace | SCG | SCE | CZ08 | Pre1978 | CARE | Mixed-fuel | Mixed-fuel | -543.31 | 67.068 | 4022.8743 | 5281.0841 | -1912.2341 | -48.5881 | -73.4146 | N/A | -364.8315 | 1268.3673 | 0 | 0.24017 | -924.0813 | 672.5884 | 0 | 0.12736 | N/A | N/A | N/A | N/A | -82.7954 | -54.7967 | N/A | 3368.85 | 0.63791 | 0.28038 | 13.77% | 5765.82 | 274.227 | 1666.3791 | 2.0357 | 70440.6 | 6309.13
DFHP_NewFurnace_35F | DFHP, New Furnace 35F |  | DFHP New Furnace | SCG | SCE | CZ09 | Pre1978 | CARE | Mixed-fuel | Mixed-fuel | -747.31 | 92.535 | 4022.8743 | 5281.0841 | -669.0341 | -71.3767 | -116.1811 | N/A | -592.8193 | 1673.498 | 0 | 0.31689 | -1602.0999 | 598.2932 | 0 | 0.11329 | N/A | N/A | N/A | N/A | -56.3612 | -34.6259 | N/A | 4612.05 | 0.87332 | 0.38777 | 17.49% | 5692.88 | 304.012 | 1653.8631 | 2.2165 | 74031.45 | 6440.19
DFHP_NewFurnace_35F | DFHP, New Furnace 35F |  | DFHP New Furnace | SCG | SCE | CZ10 | Pre1978 | CARE | Mixed-fuel | Mixed-fuel | -749.24 | 88.672 | 4022.8743 | 5281.0841 | -1212.9341 | -52.3499 | -114.9944 | N/A | -213.343 | 1966.1979 | 0 | 0.37231 | -1624.4958 | 462.8715 | 0 | 0.087647 | N/A | N/A | N/A | N/A | -76.8459 | -34.9832 | N/A | 4068.15 | 0.77032 | 0.36913 | 16.62% | 6443.2 | 301.126 | 1846.2216 | 2.2214 | 77761.05 | 7192.44
DFHP_NewFurnace_35F | DFHP, New Furnace 35F |  | DFHP New Furnace | SDGE | SDGE | CZ10 | Pre1978 | CARE | Mixed-fuel | Mixed-fuel | -749.24 | 88.672 | 4022.8743 | 5281.0841 | -1212.9341 | -61.1472 | 121.2108 | N/A | -364.4067 | 3307.9856 | 0 | 0.62638 | 4049.4618 | 7684.1654 | 0.76679 | 1.455 | N/A | N/A | N/A | N/A | -65.79 | 33.1891 | N/A | 4068.15 | 0.77032 | 0.36913 | 16.62% | 6443.2 | 301.126 | 2592.3291 | 2.2214 | 77761.05 | 7192.44
DFHP_NewFurnace_35F | DFHP, New Furnace 35F |  | DFHP New Furnace | PGE | PGE | CZ11 | Pre1978 | CARE | Mixed-fuel | Mixed-fuel | -2291.76 | 268.997 | 3908.0036 | 5148.8874 | 8548.5126 | 64.019 | 12.461 | N/A | 5258.9201 | 14681.982 | 1.0214 | 2.8515 | 4083.4821 | 13444.7086 | 0.79308 | 2.6112 | N/A | N/A | N/A | N/A | 61.0445 | 313.6181 | N/A | 13697.4 | 2.6603 | 1.1863 | 32.11% | 7638.02 | 536.266 | 2851.4912 | 3.6938 | 114574.2 | 9929.78
DFHP_NewFurnace_35F | DFHP, New Furnace 35F |  | DFHP New Furnace | PGE | PGE | CZ12 | Pre1978 | CARE | Mixed-fuel | Mixed-fuel | -2290.8 | 273.148 | 4022.8743 | 5281.0841 | 8549.5159 | 39.2101 | -38.2567 | N/A | 4677.5419 | 14032.0394 | 0.88572 | 2.657 | 2911.4233 | 12173.0119 | 0.55129 | 2.305 | N/A | N/A | N/A | N/A | 102.5978 | -105.1549 | N/A | 13830.6 | 2.6189 | 1.2086 | 33.49% | 5814.88 | 534.378 | 2295.3625 | 3.6088 | 103396.5 | 8105.68
DFHP_NewFurnace_35F | DFHP, New Furnace 35F |  | DFHP New Furnace | PGE | SMUD | CZ12 | Pre1978 | CARE | Mixed-fuel | Mixed-fuel | -2290.8 | 273.148 | 4022.8743 | 5281.0841 | 8549.5159 | 515.8354 | 515.8354 | N/A | 15543.833 | 25469.9658 | 2.9433 | 4.8229 | 15543.833 | 25469.9658 | 2.9433 | 4.8229 | N/A | N/A | N/A | N/A | 7.7988 | 7.7988 | N/A | 13830.6 | 2.6189 | 1.2086 | 33.49% | 5814.88 | 534.378 | 897.7528 | 3.6088 | 103396.5 | 8105.68
DFHP_NewFurnace_35F | DFHP, New Furnace 35F |  | DFHP New Furnace | PGE | PGE | CZ13 | Pre1978 | CARE | Mixed-fuel | Mixed-fuel | -1636.94 | 195.221 | 3908.0036 | 5148.8874 | 4430.4126 | 70.1325 | 21.688 | N/A | 4292.6901 | 11003.3526 | 0.83371 | 2.137 | 3188.2334 | 9840.7945 | 0.61921 | 1.9112 | N/A | N/A | N/A | N/A | 55.7232 | 180.1923 | N/A | 9579.3 | 1.8605 | 0.84769 | 27.24% | 8355.39 | 433.425 | 2869.0218 | 3.1122 | 107409.15 | 9992.33
DFHP_NewFurnace_35F | DFHP, New Furnace 35F |  | DFHP New Furnace | SCG | SCE | CZ14 | Pre1978 | CARE | Mixed-fuel | Mixed-fuel | -1937.87 | 176.632 | 4022.8743 | 5281.0841 | 1173.5659 | -138.4211 | -110.5134 | N/A | -832.463 | 4303.6507 | 0 | 0.81492 | -203.8036 | 4973.3728 | 0 | 0.94173 | N/A | N/A | N/A | N/A | -29.0626 | -36.4017 | N/A | 6454.65 | 1.2222 | 0.70072 | 19.38% | 7195.36 | 529.529 | 2440.1319 | 3.6149 | 110073.15 | 9133.23
DFHP_NewFurnace_35F | DFHP, New Furnace 35F |  | DFHP New Furnace | SDGE | SDGE | CZ14 | Pre1978 | CARE | Mixed-fuel | Mixed-fuel | -1937.87 | 176.632 | 4022.8743 | 5281.0841 | 1173.5659 | -147.8665 | 43.5624 | N/A | -1355.4119 | 5969.5897 | 0 | 1.1304 | 3278.012 | 10563.4502 | 0.62071 | 2.0002 | N/A | N/A | N/A | N/A | -27.2061 | 92.3473 | N/A | 6454.65 | 1.2222 | 0.70072 | 19.38% | 7195.36 | 529.529 | 3292.6407 | 3.6149 | 110073.15 | 9133.23
DFHP_NewFurnace_35F | DFHP, New Furnace 35F |  | DFHP New Furnace | SCG | SCE | CZ15 | Pre1978 | CARE | Mixed-fuel | Mixed-fuel | -300.3 | 32.184 | 3793.1329 | 5016.6907 | -3928.8907 | -121.3123 | -33.3208 | N/A | -2377.9267 | -1727.539 | 0 | 0 | -395.798 | 384.0583 | 0 | 0.076556 | N/A | N/A | N/A | N/A | -31.2675 | -113.8368 | N/A | 1087.8 | 0.21684 | 0.12253 | 6.311% | 12478.2 | 214.899 | 3279.8139 | 1.9416 | 103945.95 | 12778.5
DFHP_NewFurnace_35F | DFHP, New Furnace 35F |  | DFHP New Furnace | PGE | PGE | CZ16 | Pre1978 | CARE | Mixed-fuel | Mixed-fuel | -3698.83 | 356.336 | 4756.8171 | 6295.384 | 10498.916 | -130.1895 | -107.388 | N/A | 2126.147 | 14501.5876 | 0.33773 | 2.3035 | 2645.9848 | 15048.7722 | 0.42031 | 2.3904 | N/A | N/A | N/A | N/A | -36.5376 | -44.2956 | N/A | 16794.3 | 2.6677 | 1.5928 | 25.05% | 4922.05 | 1006.06 | 2873.9978 | 6.3571 | 152891.4 | 8620.88
DFHP_NewFurnace_35F | DFHP, New Furnace 35F |  | DFHP New Furnace | PGE | PGE | CZ01 | 1978-1991 | Std | Mixed-fuel | Mixed-fuel | -3865.16 | 466.312 | 6454.4442 | 8588.3773 | 15781.6727 | -208.5573 | -124.7726 | N/A | 3521.8163 | 23631.6128 | 0.41007 | 2.7516 | 5431.9721 | 25642.2548 | 0.63248 | 2.9857 | N/A | N/A | N/A | N/A | -30.9481 | -51.7296 | N/A | 24370.05 | 2.8376 | 2.2006 | 45.2% | 3961.11 | 765.32 | 3084.3318 | 4.869 | 117709.95 | 7826.27
DFHP_NewFurnace_35F | DFHP, New Furnace 35F |  | DFHP New Furnace | PGE | PGE | CZ02 | 1978-1991 | Std | Mixed-fuel | Mixed-fuel | -1757.5 | 201.545 | 4137.745 | 5413.2808 | 4166.0192 | -184.6592 | -205.9436 | N/A | -789.0979 | 7404.4907 | 0 | 1.3678 | -1274.347 | 6893.7144 | 0 | 1.2735 | N/A | N/A | N/A | N/A | -22.4075 | -20.0916 | N/A | 9579.3 | 1.7696 | 0.89228 | 27.94% | 3965.45 | 479.315 | 2339.1321 | 3.1935 | 84731.85 | 5722.95
DFHP_NewFurnace_35F | DFHP, New Furnace 35F |  | DFHP New Furnace | PGE | PGE | CZ03 | 1978-1991 | Std | Mixed-fuel | Mixed-fuel | -1394.89 | 175.32 | 4367.4863 | 5677.6742 | 3008.0758 | -67.6369 | -93.5278 | N/A | 1395.1823 | 8539.3948 | 0.24573 | 1.504 | 804.9117 | 7918.0723 | 0.14177 | 1.3946 | N/A | N/A | N/A | N/A | -64.5725 | -46.6972 | N/A | 8685.75 | 1.5298 | 0.78163 | 28.4% | 3704.55 | 407.769 | 2127.2938 | 2.7522 | 74697.45 | 5099.44
DFHP_NewFurnace_35F | DFHP, New Furnace 35F |  | DFHP New Furnace | PGE | PGE | CZ04 | 1978-1991 | Std | Mixed-fuel | Mixed-fuel | -1374.92 | 155.62 | 4137.745 | 5413.2808 | 2451.0692 | -130.8322 | -164.421 | N/A | -320.9084 | 6070.1884 | 0 | 1.1214 | -1086.6803 | 5264.1322 | 0 | 0.97245 | N/A | N/A | N/A | N/A | -31.6264 | -25.1655 | N/A | 7864.35 | 1.4528 | 0.66845 | 21.78% | 4998.18 | 450.787 | 2792.6126 | 3.0697 | 88183.95 | 6373.1
DFHP_NewFurnace_35F | DFHP, New Furnace 35F |  | DFHP New Furnace | CPAU | CPAU | CZ04 | 1978-1991 | Std | Mixed-fuel | Mixed-fuel | -1374.92 | 155.62 | 4137.745 | 5413.2808 | 2451.0692 | -28.6266 | -28.6266 | N/A | 1603.8638 | 7120.3992 | 0.29628 | 1.3154 | 1603.8638 | 7120.3992 | 0.29628 | 1.3154 | N/A | N/A | N/A | N/A | -144.5421 | -144.5421 | N/A | 7864.35 | 1.4528 | 0.66845 | 21.78% | 4998.18 | 450.787 | 1863.3323 | 3.0697 | 88183.95 | 6373.1
DFHP_NewFurnace_35F | DFHP, New Furnace 35F |  | DFHP New Furnace | PGE | PGE | CZ05 | 1978-1991 | Std | Mixed-fuel | Mixed-fuel | -1282.75 | 146.515 | 4252.6156 | 5545.4775 | 1386.4725 | -86.426 | -127.9577 | N/A | 452.39 | 6308.5949 | 0.081578 | 1.1376 | -494.4652 | 5311.9292 | 0 | 0.95788 | N/A | N/A | N/A | N/A | -49.2053 | -33.2346 | N/A | 6931.95 | 1.25 | 0.64255 | 24.27% | 3702.88 | 390.2 | 2079.9742 | 2.6474 | 72310.95 | 4985.63
DFHP_NewFurnace_35F | DFHP, New Furnace 35F |  | DFHP New Furnace | SCG | PGE | CZ05 | 1978-1991 | Std | Mixed-fuel | Mixed-fuel | -1282.75 | 146.515 | 4252.6156 | 5545.4775 | 1386.4725 | -145.1262 | -186.6579 | N/A | -1316.4427 | 3410.2037 | 0 | 0.61495 | -2263.2979 | 2413.538 | 0 | 0.43523 | N/A | N/A | N/A | N/A | -29.3029 | -22.7829 | N/A | 6931.95 | 1.25 | 0.64255 | 24.27% | 3702.88 | 390.2 | 2001.5129 | 2.6474 | 72310.95 | 4985.63
DFHP_NewFurnace_35F | DFHP, New Furnace 35F |  | DFHP New Furnace | SCG | SCE | CZ06 | 1978-1991 | Std | Mixed-fuel | Mixed-fuel | -232.33 | 33.655 | 4252.6156 | 5545.4775 | -3547.4775 | -26.6536 | -178.4697 | N/A | -143.7369 | 883.9265 | 0 | 0.1594 | -3563.6016 | -2759.3167 | 0 | 0 | N/A | N/A | N/A | N/A | -159.5513 | -23.8282 | N/A | 1998 | 0.36029 | 0.14227 | 8.003% | 3934.09 | 242.44 | 1612.3495 | 1.7777 | 55916.25 | 4166.42
DFHP_NewFurnace_35F | DFHP, New Furnace 35F |  | DFHP New Furnace | SDGE | SDGE | CZ07 | 1978-1991 | Std | Mixed-fuel | Mixed-fuel | -164.85 | 26.748 | 4252.6156 | 5545.4775 | -3514.1775 | -68.3197 | -35.5161 | N/A | -1244.2163 | 112.9921 | 0 | 0.020376 | -450.2234 | 900.2054 | 0 | 0.16233 | N/A | N/A | N/A | N/A | -62.2458 | -119.7378 | N/A | 2031.3 | 0.3663 | 0.11896 | 6.846% | 4135.23 | 234.161 | 2347.0122 | 1.7377 | 57103.95 | 4300.08
DFHP_NewFurnace_35F | DFHP, New Furnace 35F |  | DFHP New Furnace | SCG | SCE | CZ08 | 1978-1991 | Std | Mixed-fuel | Mixed-fuel | -341.87 | 42.466 | 4022.8743 | 5281.0841 | -3149.8841 | -62.4898 | -148.2071 | N/A | -824.5567 | 445.7672 | 0 | 0.084408 | -2755.456 | -1611.2544 | 0 | 0 | N/A | N/A | N/A | N/A | -64.3765 | -27.1436 | N/A | 2131.2 | 0.40355 | 0.17636 | 9.45% | 5301.67 | 248.367 | 2221.2586 | 1.8662 | 64651.95 | 5643.54
DFHP_NewFurnace_35F | DFHP, New Furnace 35F |  | DFHP New Furnace | SCG | SCE | CZ09 | 1978-1991 | Std | Mixed-fuel | Mixed-fuel | -505.85 | 63.079 | 4022.8743 | 5281.0841 | -2117.5841 | -92.999 | -210.5551 | N/A | -1220.0142 | 687.1352 | 0 | 0.13011 | -3868.1246 | -2133.9443 | 0 | 0 | N/A | N/A | N/A | N/A | -43.2572 | -19.106 | N/A | 3163.5 | 0.59902 | 0.26333 | 13.09% | 5233.75 | 272.489 | 2187.6874 | 2.0119 | 67493.55 | 5739.6
DFHP_NewFurnace_35F | DFHP, New Furnace 35F |  | DFHP New Furnace | SCG | SCE | CZ10 | 1978-1991 | Std | Mixed-fuel | Mixed-fuel | -498.22 | 59.169 | 4022.8743 | 5281.0841 | -2589.3341 | -69.3087 | -212.9914 | N/A | -751.3495 | 1038.8228 | 0 | 0.19671 | -3987.996 | -2409.2348 | 0 | 0 | N/A | N/A | N/A | N/A | -58.0428 | -18.8875 | N/A | 2691.75 | 0.5097 | 0.24481 | 12.19% | 5844.64 | 268.697 | 2414.079 | 2.0081 | 70357.35 | 6342.86
DFHP_NewFurnace_35F | DFHP, New Furnace 35F |  | DFHP New Furnace | SDGE | SDGE | CZ10 | 1978-1991 | Std | Mixed-fuel | Mixed-fuel | -498.22 | 59.169 | 4022.8743 | 5281.0841 | -2589.3341 | -95.3148 | 79.1451 | N/A | -1367.1968 | 1735.6061 | 0 | 0.32865 | 2855.5027 | 5922.2493 | 0.5407 | 1.1214 | N/A | N/A | N/A | N/A | -42.2062 | 50.8291 | N/A | 2691.75 | 0.5097 | 0.24481 | 12.19% | 5844.64 | 268.697 | 3467.4761 | 2.0081 | 70357.35 | 6342.86
DFHP_NewFurnace_35F | DFHP, New Furnace 35F |  | DFHP New Furnace | PGE | PGE | CZ11 | 1978-1991 | Std | Mixed-fuel | Mixed-fuel | -1657.02 | 198.935 | 3908.0036 | 5148.8874 | 5224.0626 | 0.59175 | -154.7991 | N/A | 3480.7615 | 12010.7567 | 0.67602 | 2.3327 | -61.9001 | 8281.7287 | 0 | 1.6085 | N/A | N/A | N/A | N/A | 6604.1901 | -25.2456 | N/A | 10372.95 | 2.0146 | 0.87961 | 27.88% | 6818.73 | 451.452 | 3591.6106 | 3.155 | 99356.1 | 8475.75
DFHP_NewFurnace_35F | DFHP, New Furnace 35F |  | DFHP New Furnace | PGE | PGE | CZ12 | 1978-1991 | Std | Mixed-fuel | Mixed-fuel | -1700.82 | 206.917 | 4022.8743 | 5281.0841 | 5397.1159 | -36.629 | -215.9492 | N/A | 2700.5401 | 11354.0367 | 0.51136 | 2.1499 | -1387.6716 | 7050.7593 | 0 | 1.3351 | N/A | N/A | N/A | N/A | -109.8276 | -18.6288 | N/A | 10678.2 | 2.022 | 0.91739 | 29.35% | 5265.14 | 457.229 | 2886.3154 | 3.1262 | 90703.65 | 6965.96
DFHP_NewFurnace_35F | DFHP, New Furnace 35F |  | DFHP New Furnace | PGE | SMUD | CZ12 | 1978-1991 | Std | Mixed-fuel | Mixed-fuel | -1700.82 | 206.917 | 4022.8743 | 5281.0841 | 5397.1159 | 285.1208 | 285.1208 | N/A | 10035.9183 | 19075.302 | 1.9004 | 3.612 | 10035.9183 | 19075.302 | 1.9004 | 3.612 | N/A | N/A | N/A | N/A | 14.1094 | 14.1094 | N/A | 10678.2 | 2.022 | 0.91739 | 29.35% | 5265.14 | 457.229 | 2050.5004 | 3.1262 | 90703.65 | 6965.96
DFHP_NewFurnace_35F | DFHP, New Furnace 35F |  | DFHP New Furnace | PGE | PGE | CZ13 | 1978-1991 | Std | Mixed-fuel | Mixed-fuel | -1187.33 | 144.988 | 3908.0036 | 5148.8874 | 2166.0126 | 31.4209 | -107.348 | N/A | 3194.989 | 9329.9901 | 0.62052 | 1.812 | 31.2808 | 5999.851 | 0.0060753 | 1.1653 | N/A | N/A | N/A | N/A | 124.3758 | -36.405 | N/A | 7314.9 | 1.4207 | 0.63231 | 23.21% | 7425.85 | 374.59 | 3689.8599 | 2.7241 | 94499.85 | 8613.18
DFHP_NewFurnace_35F | DFHP, New Furnace 35F |  | DFHP New Furnace | SCG | SCE | CZ14 | 1978-1991 | Std | Mixed-fuel | Mixed-fuel | -1389.11 | 125.699 | 4022.8743 | 5281.0841 | -702.3341 | -184.1529 | -238.7811 | N/A | -2125.096 | 2330.5592 | 0 | 0.4413 | -3355.6715 | 1019.605 | 0 | 0.19307 | N/A | N/A | N/A | N/A | -21.8453 | -16.8475 | N/A | 4578.75 | 0.86701 | 0.4925 | 15.99% | 6453.08 | 444.187 | 3017.1343 | 3.0801 | 95404.5 | 7842.19
DFHP_NewFurnace_35F | DFHP, New Furnace 35F |  | DFHP New Furnace | SDGE | SDGE | CZ14 | 1978-1991 | Std | Mixed-fuel | Mixed-fuel | -1389.11 | 125.699 | 4022.8743 | 5281.0841 | -702.3341 | -227.3702 | -52.3142 | N/A | -3501.1699 | 3113.9103 | 0 | 0.58963 | 735.9562 | 7314.8568 | 0.13936 | 1.3851 | N/A | N/A | N/A | N/A | -17.6931 | -76.8983 | N/A | 4578.75 | 0.86701 | 0.4925 | 15.99% | 6453.08 | 444.187 | 4196.4313 | 3.0801 | 95404.5 | 7842.19
DFHP_NewFurnace_35F | DFHP, New Furnace 35F |  | DFHP New Furnace | SCG | SCE | CZ15 | 1978-1991 | Std | Mixed-fuel | Mixed-fuel | -170 | 17.274 | 3793.1329 | 5016.6907 | -4511.6407 | -165.8182 | -134.3414 | N/A | -3490.8272 | -3163.7158 | 0 | 0 | -2781.7692 | -2408.3435 | 0 | 0 | N/A | N/A | N/A | N/A | -22.8753 | -28.235 | N/A | 505.05 | 0.10067 | 0.0634 | 3.535% | 10908.6 | 199.02 | 4181.2503 | 1.7935 | 92701.65 | 11078.6
DFHP_NewFurnace_35F | DFHP, New Furnace 35F |  | DFHP New Furnace | PGE | PGE | CZ16 | 1978-1991 | Std | Mixed-fuel | Mixed-fuel | -2974.65 | 291.708 | 4756.8171 | 6295.384 | 7729.466 | -268.5406 | -321.2013 | N/A | -906.2712 | 11602.7744 | 0 | 1.8431 | -2106.8493 | 10339.0384 | 0 | 1.6423 | N/A | N/A | N/A | N/A | -17.7136 | -14.8095 | N/A | 14024.85 | 2.2278 | 1.309 | 23.92% | 4594.75 | 859.577 | 3481.9044 | 5.4715 | 133449.75 | 7569.4
DFHP_NewFurnace_35F | DFHP, New Furnace 35F |  | DFHP New Furnace | PGE | PGE | CZ01 | 1978-1991 | CARE | Mixed-fuel | Mixed-fuel | -3865.16 | 466.312 | 6454.4442 | 8588.3773 | 15781.6727 | 22.4754 | 76.9354 | N/A | 7051.3791 | 23163.8381 | 0.82104 | 2.6971 | 8292.9803 | 24470.7554 | 0.96561 | 2.8493 | N/A | N/A | N/A | N/A | 287.1783 | 83.8943 | N/A | 24370.05 | 2.8376 | 2.2006 | 45.2% | 3961.11 | 765.32 | 2203.2444 | 4.869 | 117709.95 | 7826.27
DFHP_NewFurnace_35F | DFHP, New Furnace 35F |  | DFHP New Furnace | PGE | PGE | CZ02 | 1978-1991 | CARE | Mixed-fuel | Mixed-fuel | -1757.5 | 201.545 | 4137.745 | 5413.2808 | 4166.0192 | -54.9212 | -68.756 | N/A | 1448.9849 | 8027.6659 | 0.26767 | 1.483 | 1133.573 | 7695.6613 | 0.20941 | 1.4216 | N/A | N/A | N/A | N/A | -75.3397 | -60.1801 | N/A | 9579.3 | 1.7696 | 0.89228 | 27.94% | 3965.45 | 479.315 | 1620.5402 | 3.1935 | 84731.85 | 5722.95
DFHP_NewFurnace_35F | DFHP, New Furnace 35F |  | DFHP New Furnace | PGE | PGE | CZ03 | 1978-1991 | CARE | Mixed-fuel | Mixed-fuel | -1394.89 | 175.32 | 4367.4863 | 5677.6742 | 3008.0758 | 11.8838 | -4.9453 | N/A | 2589.7471 | 8308.1544 | 0.45613 | 1.4633 | 2206.0713 | 7904.2948 | 0.38855 | 1.3922 | N/A | N/A | N/A | N/A | 367.5172 | -883.1564 | N/A | 8685.75 | 1.5298 | 0.78163 | 28.4% | 3704.55 | 407.769 | 1459.1157 | 2.7522 | 74697.45 | 5099.44
DFHP_NewFurnace_35F | DFHP, New Furnace 35F |  | DFHP New Furnace | PGE | PGE | CZ04 | 1978-1991 | CARE | Mixed-fuel | Mixed-fuel | -1374.92 | 155.62 | 4137.745 | 5413.2808 | 2451.0692 | -34.3499 | -56.1827 | N/A | 1318.8972 | 6448.5482 | 0.24364 | 1.1912 | 821.1455 | 5924.6116 | 0.15169 | 1.0945 | N/A | N/A | N/A | N/A | -120.4587 | -73.6481 | N/A | 7864.35 | 1.4528 | 0.66845 | 21.78% | 4998.18 | 450.787 | 1905.9018 | 3.0697 | 88183.95 | 6373.1
DFHP_NewFurnace_35F | DFHP, New Furnace 35F |  | DFHP New Furnace | CPAU | CPAU | CZ04 | 1978-1991 | CARE | Mixed-fuel | Mixed-fuel | -1374.92 | 155.62 | 4137.745 | 5413.2808 | 2451.0692 | 0 | 0 | N/A | 0 | 0 | 0 | 0 | 0 | 0 | 0 | 0 | N/A | N/A | N/A | N/A | #DIV/0! | #DIV/0! | N/A | 7864.35 | 1.4528 | 0.66845 | 21.78% | 4998.18 | 450.787 | 0 | 3.0697 | 88183.95 | 6373.1
DFHP_NewFurnace_35F | DFHP, New Furnace 35F |  | DFHP New Furnace | PGE | PGE | CZ05 | 1978-1991 | CARE | Mixed-fuel | Mixed-fuel | -1282.75 | 146.515 | 4252.6156 | 5545.4775 | 1386.4725 | -10.1563 | -37.1518 | N/A | 1680.8082 | 6372.9087 | 0.3031 | 1.1492 | 1065.3523 | 5725.076 | 0.19211 | 1.0324 | N/A | N/A | N/A | N/A | -418.7189 | -114.4658 | N/A | 6931.95 | 1.25 | 0.64255 | 24.27% | 3702.88 | 390.2 | 1421.9012 | 2.6474 | 72310.95 | 4985.63
DFHP_NewFurnace_35F | DFHP, New Furnace 35F |  | DFHP New Furnace | SCG | PGE | CZ05 | 1978-1991 | CARE | Mixed-fuel | Mixed-fuel | -1282.75 | 146.515 | 4252.6156 | 5545.4775 | 1386.4725 | -57.0487 | -84.0443 | N/A | 267.7817 | 4057.5381 | 0.048288 | 0.73168 | -347.6741 | 3409.7053 | 0 | 0.61486 | N/A | N/A | N/A | N/A | -74.5435 | -50.5997 | N/A | 6931.95 | 1.25 | 0.64255 | 24.27% | 3702.88 | 390.2 | 1359.7145 | 2.6474 | 72310.95 | 4985.63
DFHP_NewFurnace_35F | DFHP, New Furnace 35F |  | DFHP New Furnace | SCG | SCE | CZ06 | 1978-1991 | CARE | Mixed-fuel | Mixed-fuel | -232.33 | 33.655 | 4252.6156 | 5545.4775 | -3547.4775 | -11.2812 | -113.7571 | N/A | 105.1717 | 927.9636 | 0.018965 | 0.16734 | -2203.237 | -1531.2256 | 0 | 0 | N/A | N/A | N/A | N/A | -376.9649 | -37.3833 | N/A | 1998 | 0.36029 | 0.14227 | 8.003% | 3934.09 | 242.44 | 1079.3973 | 1.7777 | 55916.25 | 4166.42
DFHP_NewFurnace_35F | DFHP, New Furnace 35F |  | DFHP New Furnace | SDGE | SDGE | CZ07 | 1978-1991 | CARE | Mixed-fuel | Mixed-fuel | -164.85 | 26.748 | 4252.6156 | 5545.4775 | -3514.1775 | -34.7564 | -13.434 | N/A | -517.912 | 549.9937 | 0 | 0.099179 | -1.8166 | 1061.6823 | 0 | 0.19145 | N/A | N/A | N/A | N/A | -122.3548 | -316.5551 | N/A | 2031.3 | 0.3663 | 0.11896 | 6.846% | 4135.23 | 234.161 | 1546.533 | 1.7377 | 57103.95 | 4300.08
DFHP_NewFurnace_35F | DFHP, New Furnace 35F |  | DFHP New Furnace | SCG | SCE | CZ08 | 1978-1991 | CARE | Mixed-fuel | Mixed-fuel | -341.87 | 42.466 | 4022.8743 | 5281.0841 | -3149.8841 | -33.6009 | -91.4601 | N/A | -298.0392 | 724.5284 | 0 | 0.13719 | -1601.3962 | -663.9612 | 0 | 0 | N/A | N/A | N/A | N/A | -119.7253 | -43.985 | N/A | 2131.2 | 0.40355 | 0.17636 | 9.45% | 5301.67 | 248.367 | 1491.5554 | 1.8662 | 64651.95 | 5643.54
DFHP_NewFurnace_35F | DFHP, New Furnace 35F |  | DFHP New Furnace | SCG | SCE | CZ09 | 1978-1991 | CARE | Mixed-fuel | Mixed-fuel | -505.85 | 63.079 | 4022.8743 | 5281.0841 | -2117.5841 | -49.886 | -129.2364 | N/A | -435.1413 | 1100.1926 | 0 | 0.20833 | -2222.6158 | -804.0361 | 0 | 0 | N/A | N/A | N/A | N/A | -80.6413 | -31.128 | N/A | 3163.5 | 0.59902 | 0.26333 | 13.09% | 5233.75 | 272.489 | 1473.9099 | 2.0119 | 67493.55 | 5739.6
DFHP_NewFurnace_35F | DFHP, New Furnace 35F |  | DFHP New Furnace | SCG | SCE | CZ10 | 1978-1991 | CARE | Mixed-fuel | Mixed-fuel | -498.22 | 59.169 | 4022.8743 | 5281.0841 | -2589.3341 | -34.8707 | -131.8565 | N/A | -148.1934 | 1289.4058 | 0 | 0.24416 | -2332.9298 | -1038.0331 | 0 | 0 | N/A | N/A | N/A | N/A | -115.3653 | -30.5095 | N/A | 2691.75 | 0.5097 | 0.24481 | 12.19% | 5844.64 | 268.697 | 1625.6427 | 2.0081 | 70357.35 | 6342.86
DFHP_NewFurnace_35F | DFHP, New Furnace 35F |  | DFHP New Furnace | SDGE | SDGE | CZ10 | 1978-1991 | CARE | Mixed-fuel | Mixed-fuel | -498.22 | 59.169 | 4022.8743 | 5281.0841 | -2589.3341 | -39.7406 | 73.6584 | N/A | -219.2955 | 2224.9871 | 0 | 0.42131 | 2525.4592 | 4946.3052 | 0.47821 | 0.93661 | N/A | N/A | N/A | N/A | -101.2283 | 54.6153 | N/A | 2691.75 | 0.5097 | 0.24481 | 12.19% | 5844.64 | 268.697 | 2287.9761 | 2.0081 | 70357.35 | 6342.86
DFHP_NewFurnace_35F | DFHP, New Furnace 35F |  | DFHP New Furnace | PGE | PGE | CZ11 | 1978-1991 | CARE | Mixed-fuel | Mixed-fuel | -1657.02 | 198.935 | 3908.0036 | 5148.8874 | 5224.0626 | 66.5043 | -34.4997 | N/A | 4254.9008 | 11071.7277 | 0.82637 | 2.1503 | 1952.1708 | 8647.8595 | 0.37914 | 1.6796 | N/A | N/A | N/A | N/A | 58.7631 | -113.2764 | N/A | 10372.95 | 2.0146 | 0.87961 | 27.88% | 6818.73 | 451.452 | 2429.2549 | 3.155 | 99356.1 | 8475.75
DFHP_NewFurnace_35F | DFHP, New Furnace 35F |  | DFHP New Furnace | PGE | PGE | CZ12 | 1978-1991 | CARE | Mixed-fuel | Mixed-fuel | -1700.82 | 206.917 | 4022.8743 | 5281.0841 | 5397.1159 | 43.5166 | -73.0415 | N/A | 3784.0902 | 10704.3951 | 0.71654 | 2.0269 | 1126.7526 | 7907.2648 | 0.21336 | 1.4973 | N/A | N/A | N/A | N/A | 92.4446 | -55.0765 | N/A | 10678.2 | 2.022 | 0.91739 | 29.35% | 5265.14 | 457.229 | 1971.1998 | 3.1262 | 90703.65 | 6965.96
DFHP_NewFurnace_35F | DFHP, New Furnace 35F |  | DFHP New Furnace | PGE | SMUD | CZ12 | 1978-1991 | CARE | Mixed-fuel | Mixed-fuel | -1700.82 | 206.917 | 4022.8743 | 5281.0841 | 5397.1159 | 380.6422 | 380.6422 | N/A | 11470.0126 | 18794.6453 | 2.1719 | 3.5589 | 11470.0126 | 18794.6453 | 2.1719 | 3.5589 | N/A | N/A | N/A | N/A | 10.5687 | 10.5687 | N/A | 10678.2 | 2.022 | 0.91739 | 29.35% | 5265.14 | 457.229 | 743.9085 | 3.1262 | 90703.65 | 6965.96
DFHP_NewFurnace_35F | DFHP, New Furnace 35F |  | DFHP New Furnace | PGE | PGE | CZ13 | 1978-1991 | CARE | Mixed-fuel | Mixed-fuel | -1187.33 | 144.988 | 3908.0036 | 5148.8874 | 2166.0126 | 67.6237 | -22.5761 | N/A | 3499.0383 | 8395.0523 | 0.67957 | 1.6305 | 1442.628 | 6230.4619 | 0.28018 | 1.2101 | N/A | N/A | N/A | N/A | 57.7904 | -173.1036 | N/A | 7314.9 | 1.4207 | 0.63231 | 23.21% | 7425.85 | 374.59 | 2467.2374 | 2.7241 | 94499.85 | 8613.18
DFHP_NewFurnace_35F | DFHP, New Furnace 35F |  | DFHP New Furnace | SCG | SCE | CZ14 | 1978-1991 | CARE | Mixed-fuel | Mixed-fuel | -1389.11 | 125.699 | 4022.8743 | 5281.0841 | -702.3341 | -94.0236 | -130.8977 | N/A | -522.0157 | 3068.2162 | 0 | 0.58098 | -1352.6542 | 2183.3221 | 0 | 0.41342 | N/A | N/A | N/A | N/A | -42.7858 | -30.733 | N/A | 4578.75 | 0.86701 | 0.4925 | 15.99% | 6453.08 | 444.187 | 2073.6218 | 3.0801 | 95404.5 | 7842.19
DFHP_NewFurnace_35F | DFHP, New Furnace 35F |  | DFHP New Furnace | SDGE | SDGE | CZ14 | 1978-1991 | CARE | Mixed-fuel | Mixed-fuel | -1389.11 | 125.699 | 4022.8743 | 5281.0841 | -702.3341 | -100.4577 | 13.3287 | N/A | -849.4614 | 4361.1607 | 0 | 0.82581 | 1904.6705 | 7091.7759 | 0.36066 | 1.3429 | N/A | N/A | N/A | N/A | -40.0455 | 301.8201 | N/A | 4578.75 | 0.86701 | 0.4925 | 15.99% | 6453.08 | 444.187 | 2828.07 | 3.0801 | 95404.5 | 7842.19
DFHP_NewFurnace_35F | DFHP, New Furnace 35F |  | DFHP New Furnace | SCG | SCE | CZ15 | 1978-1991 | CARE | Mixed-fuel | Mixed-fuel | -170 | 17.274 | 3793.1329 | 5016.6907 | -4511.6407 | -108.318 | -87.0711 | N/A | -2247.549 | -1957.2962 | 0 | 0 | -1768.9348 | -1447.4199 | 0 | 0 | N/A | N/A | N/A | N/A | -35.0185 | -43.5636 | N/A | 505.05 | 0.10067 | 0.0634 | 3.535% | 10908.6 | 199.02 | 2804.5217 | 1.7935 | 92701.65 | 11078.6
DFHP_NewFurnace_35F | DFHP, New Furnace 35F |  | DFHP New Furnace | PGE | PGE | CZ16 | 1978-1991 | CARE | Mixed-fuel | Mixed-fuel | -2974.65 | 291.708 | 4756.8171 | 6295.384 | 7729.466 | -74.9016 | -109.131 | N/A | 2413.702 | 12462.1253 | 0.38341 | 1.9796 | 1633.3263 | 11640.6968 | 0.25945 | 1.8491 | N/A | N/A | N/A | N/A | -63.5075 | -43.5881 | N/A | 14024.85 | 2.2278 | 1.309 | 23.92% | 4594.75 | 859.577 | 2487.9608 | 5.4715 | 133449.75 | 7569.4
DFHP_NewFurnace_35F | DFHP, New Furnace 35F |  | DFHP New Furnace | PGE | PGE | CZ01 | 1992-2010 | Std | Mixed-fuel | Mixed-fuel | -2163.11 | 261.602 | 6454.4442 | 8588.3773 | 5125.6727 | -55.4349 | -130.6963 | N/A | 3244.5026 | 14268.2463 | 0.37778 | 1.6613 | 1528.6633 | 12462.1431 | 0.17799 | 1.451 | N/A | N/A | N/A | N/A | -116.4329 | -49.3851 | N/A | 13714.05 | 1.5968 | 1.2233 | 34.81% | 3755.56 | 537.96 | 2435.6875 | 3.514 | 89832.3 | 5918.67
DFHP_NewFurnace_35F | DFHP, New Furnace 35F |  | DFHP New Furnace | PGE | PGE | CZ02 | 1992-2010 | Std | Mixed-fuel | Mixed-fuel | -1510.77 | 177.071 | 4137.745 | 5413.2808 | 3350.1692 | -145.4755 | -197.8756 | N/A | -375.9847 | 6683.3025 | 0 | 1.2346 | -1570.6245 | 5425.8172 | 0 | 1.0023 | N/A | N/A | N/A | N/A | -28.4429 | -20.9108 | N/A | 8763.45 | 1.6189 | 0.79622 | 26.81% | 3771.45 | 444.187 | 2162.5473 | 2.9696 | 79254 | 5282.22
DFHP_NewFurnace_35F | DFHP, New Furnace 35F |  | DFHP New Furnace | PGE | PGE | CZ03 | 1992-2010 | Std | Mixed-fuel | Mixed-fuel | -1208.48 | 153.591 | 4367.4863 | 5677.6742 | 2175.5758 | -47.224 | -97.487 | N/A | 1454.3277 | 7623.7011 | 0.25615 | 1.3428 | 308.4107 | 6417.5017 | 0.05432 | 1.1303 | N/A | N/A | N/A | N/A | -92.4845 | -44.8007 | N/A | 7853.25 | 1.3832 | 0.69267 | 26.62% | 3646.72 | 383.786 | 2041.7543 | 2.6025 | 71311.95 | 4855.2
DFHP_NewFurnace_35F | DFHP, New Furnace 35F |  | DFHP New Furnace | PGE | PGE | CZ04 | 1992-2010 | Std | Mixed-fuel | Mixed-fuel | -1205.7 | 137.707 | 4137.745 | 5413.2808 | 1679.6192 | -117.0853 | -188.9088 | N/A | -375.6187 | 5126.4224 | 0 | 0.94701 | -2013.0784 | 3402.822 | 0 | 0.62861 | N/A | N/A | N/A | N/A | -35.3396 | -21.9034 | N/A | 7092.9 | 1.3103 | 0.60289 | 21.24% | 4327.39 | 416.806 | 2379.7617 | 2.8381 | 80119.8 | 5533.09
DFHP_NewFurnace_35F | DFHP, New Furnace 35F |  | DFHP New Furnace | CPAU | CPAU | CZ04 | 1992-2010 | Std | Mixed-fuel | Mixed-fuel | -1205.7 | 137.707 | 4137.745 | 5413.2808 | 1679.6192 | -47.0325 | -47.0325 | N/A | 735.9911 | 5127.7885 | 0.13596 | 0.94726 | 735.9911 | 5127.7885 | 0.13596 | 0.94726 | N/A | N/A | N/A | N/A | -87.9763 | -87.9763 | N/A | 7092.9 | 1.3103 | 0.60289 | 21.24% | 4327.39 | 416.806 | 1614.8735 | 2.8381 | 80119.8 | 5533.09
DFHP_NewFurnace_35F | DFHP, New Furnace 35F |  | DFHP New Furnace | PGE | PGE | CZ05 | 1992-2010 | Std | Mixed-fuel | Mixed-fuel | -1134.26 | 132.992 | 4252.6156 | 5545.4775 | 1064.5725 | -61.0048 | -123.1116 | N/A | 778.3874 | 6041.3256 | 0.14036 | 1.0894 | -637.5471 | 4550.9041 | 0 | 0.82065 | N/A | N/A | N/A | N/A | -69.7095 | -34.5428 | N/A | 6610.05 | 1.192 | 0.59412 | 23.43% | 3648.34 | 372.566 | 2013.2696 | 2.5359 | 69763.5 | 4782.6
DFHP_NewFurnace_35F | DFHP, New Furnace 35F |  | DFHP New Furnace | SCG | PGE | CZ05 | 1992-2010 | Std | Mixed-fuel | Mixed-fuel | -1134.26 | 132.992 | 4252.6156 | 5545.4775 | 1064.5725 | -113.2466 | -175.3533 | N/A | -795.8312 | 3461.8271 | 0 | 0.62426 | -2211.7656 | 1971.4056 | 0 | 0.3555 | N/A | N/A | N/A | N/A | -37.5518 | -24.2517 | N/A | 6610.05 | 1.192 | 0.59412 | 23.43% | 3648.34 | 372.566 | 1942.8817 | 2.5359 | 69763.5 | 4782.6
DFHP_NewFurnace_35F | DFHP, New Furnace 35F |  | DFHP New Furnace | SCG | SCE | CZ06 | 1992-2010 | Std | Mixed-fuel | Mixed-fuel | -206.26 | 28.373 | 4252.6156 | 5545.4775 | -3891.5775 | -23.4455 | -184.7944 | N/A | -144.2194 | 718.2052 | 0 | 0.12951 | -3778.8231 | -3153.8033 | 0 | 0 | N/A | N/A | N/A | N/A | -181.3832 | -23.0127 | N/A | 1653.9 | 0.29824 | 0.12091 | 6.967% | 3678.46 | 237.079 | 1497.2785 | 1.7354 | 53785.05 | 3884.72
DFHP_NewFurnace_35F | DFHP, New Furnace 35F |  | DFHP New Furnace | SDGE | SDGE | CZ07 | 1992-2010 | Std | Mixed-fuel | Mixed-fuel | -156.14 | 22.821 | 4252.6156 | 5545.4775 | -3869.3775 | -63.5517 | -70.776 | N/A | -1190.5638 | -36.9267 | 0 | 0 | -1365.424 | -210.2939 | 0 | 0 | N/A | N/A | N/A | N/A | -66.9159 | -60.0856 | N/A | 1676.1 | 0.30225 | 0.10196 | 5.993% | 3799.72 | 230.139 | 2127.2702 | 1.7013 | 54639.75 | 3955.86
DFHP_NewFurnace_35F | DFHP, New Furnace 35F |  | DFHP New Furnace | SCG | SCE | CZ08 | 1992-2010 | Std | Mixed-fuel | Mixed-fuel | -280.2 | 35.306 | 4022.8743 | 5281.0841 | -3449.5841 | -51.5669 | -176.6302 | N/A | -677.1584 | 378.7603 | 0 | 0.07172 | -3494.3786 | -2622.4748 | 0 | 0 | N/A | N/A | N/A | N/A | -78.0127 | -22.7757 | N/A | 1831.5 | 0.3468 | 0.14815 | 8.217% | 4680.72 | 240.752 | 1938.7317 | 1.803 | 60356.25 | 4960.92
DFHP_NewFurnace_35F | DFHP, New Furnace 35F |  | DFHP New Furnace | SCG | SCE | CZ09 | 1992-2010 | Std | Mixed-fuel | Mixed-fuel | -414.78 | 52.403 | 4022.8743 | 5281.0841 | -2594.8841 | -70.5618 | -228.4335 | N/A | -866.2486 | 719.5969 | 0 | 0.13626 | -4422.5226 | -3068.9656 | 0 | 0 | N/A | N/A | N/A | N/A | -57.0121 | -17.6107 | N/A | 2686.2 | 0.50865 | 0.22101 | 11.49% | 4610.72 | 260.94 | 1901.701 | 1.9232 | 62615.1 | 5025.5
DFHP_NewFurnace_35F | DFHP, New Furnace 35F |  | DFHP New Furnace | SCG | SCE | CZ10 | 1992-2010 | Std | Mixed-fuel | Mixed-fuel | -407.42 | 49.245 | 4022.8743 | 5281.0841 | -2933.4341 | -62.7002 | -242.2986 | N/A | -741.3657 | 734.0702 | 0 | 0.139 | -4787.0639 | -3575.8848 | 0 | 0 | N/A | N/A | N/A | N/A | -64.1605 | -16.603 | N/A | 2347.65 | 0.44454 | 0.20644 | 10.76% | 5072.37 | 257.381 | 2064.8421 | 1.9185 | 64785.15 | 5479.79
DFHP_NewFurnace_35F | DFHP, New Furnace 35F |  | DFHP New Furnace | SDGE | SDGE | CZ10 | 1992-2010 | Std | Mixed-fuel | Mixed-fuel | -407.42 | 49.245 | 4022.8743 | 5281.0841 | -2933.4341 | -80.9341 | 0.20893 | N/A | -1178.8758 | 1396.8841 | 0 | 0.26451 | 785.1427 | 3344.1325 | 0.14867 | 0.63323 | N/A | N/A | N/A | N/A | -49.7056 | 19254.6642 | N/A | 2347.65 | 0.44454 | 0.20644 | 10.76% | 5072.37 | 257.381 | 2970.8642 | 1.9185 | 64785.15 | 5479.79
DFHP_NewFurnace_35F | DFHP, New Furnace 35F |  | DFHP New Furnace | PGE | PGE | CZ11 | 1992-2010 | Std | Mixed-fuel | Mixed-fuel | -1348.45 | 163.523 | 3908.0036 | 5148.8874 | 3525.7626 | -11.5359 | -207.695 | N/A | 2517.5951 | 9343.864 | 0.48896 | 1.8147 | -1954.5181 | 4636.4896 | 0 | 0.90048 | N/A | N/A | N/A | N/A | -338.7682 | -18.8161 | N/A | 8674.65 | 1.6848 | 0.72907 | 25.59% | 5826.62 | 406.37 | 3004.0033 | 2.8491 | 88300.5 | 7175.07
DFHP_NewFurnace_35F | DFHP, New Furnace 35F |  | DFHP New Furnace | PGE | PGE | CZ12 | 1992-2010 | Std | Mixed-fuel | Mixed-fuel | -1421.35 | 174.597 | 4022.8743 | 5281.0841 | 3915.2659 | -34.1089 | -232.2783 | N/A | 2146.63 | 9299.226 | 0.40648 | 1.7609 | -2371.3156 | 4543.608 | 0 | 0.86036 | N/A | N/A | N/A | N/A | -117.9422 | -17.3192 | N/A | 9196.35 | 1.7414 | 0.78147 | 27.32% | 4572.59 | 417.563 | 2459.4357 | 2.86 | 81879.15 | 5993.94
DFHP_NewFurnace_35F | DFHP, New Furnace 35F |  | DFHP New Furnace | PGE | SMUD | CZ12 | 1992-2010 | Std | Mixed-fuel | Mixed-fuel | -1421.35 | 174.597 | 4022.8743 | 5281.0841 | 3915.2659 | 234.0441 | 234.0441 | N/A | 8260.087 | 15734.2893 | 1.5641 | 2.9794 | 8260.087 | 15734.2893 | 1.5641 | 2.9794 | N/A | N/A | N/A | N/A | 17.1885 | 17.1885 | N/A | 9196.35 | 1.7414 | 0.78147 | 27.32% | 4572.59 | 417.563 | 1820.1304 | 2.86 | 81879.15 | 5993.94
DFHP_NewFurnace_35F | DFHP, New Furnace 35F |  | DFHP New Furnace | PGE | PGE | CZ13 | 1992-2010 | Std | Mixed-fuel | Mixed-fuel | -972.47 | 119.668 | 3908.0036 | 5148.8874 | 1000.5126 | 13.6453 | -170.4108 | N/A | 2308.8212 | 7239.4861 | 0.44841 | 1.406 | -1887.3625 | 2822.5567 | 0 | 0.54819 | N/A | N/A | N/A | N/A | 286.3986 | -22.9328 | N/A | 6149.4 | 1.1943 | 0.52605 | 21.03% | 6299.46 | 343.895 | 3079.6018 | 2.5019 | 84315.6 | 7271.93
DFHP_NewFurnace_35F | DFHP, New Furnace 35F |  | DFHP New Furnace | SCG | SCE | CZ14 | 1992-2010 | Std | Mixed-fuel | Mixed-fuel | -1167.52 | 111.834 | 4022.8743 | 5281.0841 | -763.3841 | -138.1303 | -261.7373 | N/A | -1377.7658 | 2469.5272 | 0 | 0.46762 | -4162.1813 | -496.7606 | 0 | 0 | N/A | N/A | N/A | N/A | -29.1238 | -15.3699 | N/A | 4517.7 | 0.85545 | 0.45465 | 16.06% | 5563.13 | 407.585 | 2561.6 | 2.8316 | 85958.4 | 6730.65
DFHP_NewFurnace_35F | DFHP, New Furnace 35F |  | DFHP New Furnace | SDGE | SDGE | CZ14 | 1992-2010 | Std | Mixed-fuel | Mixed-fuel | -1167.52 | 111.834 | 4022.8743 | 5281.0841 | -763.3841 | -175.9613 | -96.7924 | N/A | -2478.4524 | 3399.0419 | 0 | 0.64363 | -562.2152 | 5298.9169 | 0 | 1.0034 | N/A | N/A | N/A | N/A | -22.8623 | -41.5619 | N/A | 4517.7 | 0.85545 | 0.45465 | 16.06% | 5563.13 | 407.585 | 3580.3969 | 2.8316 | 85958.4 | 6730.65
DFHP_NewFurnace_35F | DFHP, New Furnace 35F |  | DFHP New Furnace | SCG | SCE | CZ15 | 1992-2010 | Std | Mixed-fuel | Mixed-fuel | -117.65 | 11.759 | 3793.1329 | 5016.6907 | -4694.7907 | -143.6751 | -224.0019 | N/A | -3069.0998 | -2889.4711 | 0 | 0 | -4878.5691 | -4817.1312 | 0 | 0 | N/A | N/A | N/A | N/A | -26.4008 | -16.9335 | N/A | 321.9 | 0.064166 | 0.04252 | 2.487% | 9137.39 | 193.041 | 3431.4167 | 1.7093 | 82029 | 9255.04
DFHP_NewFurnace_35F | DFHP, New Furnace 35F |  | DFHP New Furnace | PGE | PGE | CZ16 | 1992-2010 | Std | Mixed-fuel | Mixed-fuel | -1777.28 | 176.447 | 4756.8171 | 6295.384 | 2456.966 | -132.7257 | -280.9895 | N/A | -26.248 | 7193.621 | 0 | 1.1427 | -3406.4234 | 3635.627 | 0 | 0.57751 | N/A | N/A | N/A | N/A | -35.8395 | -16.9288 | N/A | 8752.35 | 1.3903 | 0.79001 | 19.43% | 4303.23 | 625.217 | 2773.5754 | 4.0664 | 103735.05 | 6080.51
DFHP_NewFurnace_35F | DFHP, New Furnace 35F |  | DFHP New Furnace | PGE | PGE | CZ01 | 1992-2010 | CARE | Mixed-fuel | Mixed-fuel | -2163.11 | 261.602 | 6454.4442 | 8588.3773 | 5125.6727 | 49.869 | 0.94909 | N/A | 4697.4295 | 13515.8544 | 0.54695 | 1.5737 | 3582.134 | 12341.8873 | 0.41709 | 1.437 | N/A | N/A | N/A | N/A | 129.428 | 6800.658 | N/A | 13714.05 | 1.5968 | 1.2233 | 34.81% | 3755.56 | 537.96 | 1702.6571 | 3.514 | 89832.3 | 5918.67
DFHP_NewFurnace_35F | DFHP, New Furnace 35F |  | DFHP New Furnace | PGE | PGE | CZ02 | 1992-2010 | CARE | Mixed-fuel | Mixed-fuel | -1510.77 | 177.071 | 4137.745 | 5413.2808 | 3350.1692 | -38.6833 | -72.7434 | N/A | 1439.3311 | 7103.075 | 0.26589 | 1.3122 | 662.8153 | 6285.7095 | 0.12244 | 1.1612 | N/A | N/A | N/A | N/A | -106.9645 | -56.8813 | N/A | 8763.45 | 1.6189 | 0.79622 | 26.81% | 3771.45 | 444.187 | 1493.3236 | 2.9696 | 79254 | 5282.22
DFHP_NewFurnace_35F | DFHP, New Furnace 35F |  | DFHP New Furnace | PGE | PGE | CZ03 | 1992-2010 | CARE | Mixed-fuel | Mixed-fuel | -1208.48 | 153.591 | 4367.4863 | 5677.6742 | 2175.5758 | 17.3674 | -15.3036 | N/A | 2393.6095 | 7328.5696 | 0.42158 | 1.2908 | 1648.7635 | 6544.5399 | 0.29039 | 1.1527 | N/A | N/A | N/A | N/A | 251.4764 | -285.3894 | N/A | 7853.25 | 1.3832 | 0.69267 | 26.62% | 3646.72 | 383.786 | 1395.0535 | 2.6025 | 71311.95 | 4855.2
DFHP_NewFurnace_35F | DFHP, New Furnace 35F |  | DFHP New Furnace | PGE | PGE | CZ04 | 1992-2010 | CARE | Mixed-fuel | Mixed-fuel | -1205.7 | 137.707 | 4137.745 | 5413.2808 | 1679.6192 | -32.5115 | -79.1968 | N/A | 1069.4789 | 5484.6769 | 0.19757 | 1.0132 | 5.1301 | 4364.3366 | 0.00094768 | 0.80623 | N/A | N/A | N/A | N/A | -127.2702 | -52.2464 | N/A | 7092.9 | 1.3103 | 0.60289 | 21.24% | 4327.39 | 416.806 | 1625.6219 | 2.8381 | 80119.8 | 5533.09
DFHP_NewFurnace_35F | DFHP, New Furnace 35F |  | DFHP New Furnace | CPAU | CPAU | CZ04 | 1992-2010 | CARE | Mixed-fuel | Mixed-fuel | -1205.7 | 137.707 | 4137.745 | 5413.2808 | 1679.6192 | 0 | 0 | N/A | 0 | 0 | 0 | 0 | 0 | 0 | 0 | 0 | N/A | N/A | N/A | N/A | #DIV/0! | #DIV/0! | N/A | 7092.9 | 1.3103 | 0.60289 | 21.24% | 4327.39 | 416.806 | 0 | 2.8381 | 80119.8 | 5533.09
DFHP_NewFurnace_35F | DFHP, New Furnace 35F |  | DFHP New Furnace | PGE | PGE | CZ05 | 1992-2010 | CARE | Mixed-fuel | Mixed-fuel | -1134.26 | 132.992 | 4252.6156 | 5545.4775 | 1064.5725 | 1.5074 | -38.862 | N/A | 1746.2559 | 5959.2113 | 0.3149 | 1.0746 | 825.8986 | 4990.4374 | 0.14893 | 0.89991 | N/A | N/A | N/A | N/A | 2821.0904 | -109.4288 | N/A | 6610.05 | 1.192 | 0.59412 | 23.43% | 3648.34 | 372.566 | 1372.4519 | 2.5359 | 69763.5 | 4782.6
DFHP_NewFurnace_35F | DFHP, New Furnace 35F |  | DFHP New Furnace | SCG | PGE | CZ05 | 1992-2010 | CARE | Mixed-fuel | Mixed-fuel | -1134.26 | 132.992 | 4252.6156 | 5545.4775 | 1064.5725 | -40.2246 | -80.5939 | N/A | 488.7325 | 3898.6463 | 0.088132 | 0.70303 | -431.6248 | 2929.8724 | 0 | 0.52834 | N/A | N/A | N/A | N/A | -105.7219 | -52.7659 | N/A | 6610.05 | 1.192 | 0.59412 | 23.43% | 3648.34 | 372.566 | 1316.7156 | 2.5359 | 69763.5 | 4782.6
DFHP_NewFurnace_35F | DFHP, New Furnace 35F |  | DFHP New Furnace | SCG | SCE | CZ06 | 1992-2010 | CARE | Mixed-fuel | Mixed-fuel | -206.26 | 28.373 | 4252.6156 | 5545.4775 | -3891.5775 | -10.1865 | -119.097 | N/A | 72.579 | 763.2294 | 0.013088 | 0.13763 | -2380.7785 | -1850.3763 | 0 | 0 | N/A | N/A | N/A | N/A | -417.4749 | -35.7071 | N/A | 1653.9 | 0.29824 | 0.12091 | 6.967% | 3678.46 | 237.079 | 1000.6381 | 1.7354 | 53785.05 | 3884.72
DFHP_NewFurnace_35F | DFHP, New Furnace 35F |  | DFHP New Furnace | SDGE | SDGE | CZ07 | 1992-2010 | CARE | Mixed-fuel | Mixed-fuel | -156.14 | 22.821 | 4252.6156 | 5545.4775 | -3869.3775 | -33.1158 | -37.8116 | N/A | -526.9909 | 380.5254 | 0 | 0.068619 | -640.6501 | 267.8367 | 0 | 0.048298 | N/A | N/A | N/A | N/A | -128.4165 | -112.4685 | N/A | 1676.1 | 0.30225 | 0.10196 | 5.993% | 3799.72 | 230.139 | 1402.2108 | 1.7013 | 54639.75 | 3955.86
DFHP_NewFurnace_35F | DFHP, New Furnace 35F |  | DFHP New Furnace | SCG | SCE | CZ08 | 1992-2010 | CARE | Mixed-fuel | Mixed-fuel | -280.2 | 35.306 | 4022.8743 | 5281.0841 | -3449.5841 | -27.6801 | -112.0978 | N/A | -242.304 | 607.5961 | 0 | 0.11505 | -2143.9276 | -1418.2376 | 0 | 0 | N/A | N/A | N/A | N/A | -145.3345 | -35.8872 | N/A | 1831.5 | 0.3468 | 0.14815 | 8.217% | 4680.72 | 240.752 | 1299.3068 | 1.803 | 60356.25 | 4960.92
DFHP_NewFurnace_35F | DFHP, New Furnace 35F |  | DFHP New Furnace | SCG | SCE | CZ09 | 1992-2010 | CARE | Mixed-fuel | Mixed-fuel | -414.78 | 52.403 | 4022.8743 | 5281.0841 | -2594.8841 | -36.9811 | -143.5445 | N/A | -263.8551 | 1011.4903 | 0 | 0.19153 | -2664.34 | -1545.7894 | 0 | 0 | N/A | N/A | N/A | N/A | -108.7818 | -28.0253 | N/A | 2686.2 | 0.50865 | 0.22101 | 11.49% | 4610.72 | 260.94 | 1278.4512 | 1.9232 | 62615.1 | 5025.5
DFHP_NewFurnace_35F | DFHP, New Furnace 35F |  | DFHP New Furnace | SCG | SCE | CZ10 | 1992-2010 | CARE | Mixed-fuel | Mixed-fuel | -407.42 | 49.245 | 4022.8743 | 5281.0841 | -2933.4341 | -32.4579 | -153.6869 | N/A | -203.1668 | 982.5765 | 0 | 0.18606 | -2934.0131 | -1926.6431 | 0 | 0 | N/A | N/A | N/A | N/A | -123.9411 | -26.1758 | N/A | 2347.65 | 0.44454 | 0.20644 | 10.76% | 5072.37 | 257.381 | 1387.5864 | 1.9185 | 64785.15 | 5479.79
DFHP_NewFurnace_35F | DFHP, New Furnace 35F |  | DFHP New Furnace | SDGE | SDGE | CZ10 | 1992-2010 | CARE | Mixed-fuel | Mixed-fuel | -407.42 | 49.245 | 4022.8743 | 5281.0841 | -2933.4341 | -34.1726 | 18.5703 | N/A | -210.7758 | 1818.2005 | 0 | 0.34429 | 1065.8362 | 3083.9119 | 0.20182 | 0.58395 | N/A | N/A | N/A | N/A | -117.7221 | 216.6291 | N/A | 2347.65 | 0.44454 | 0.20644 | 10.76% | 5072.37 | 257.381 | 1960.8856 | 1.9185 | 64785.15 | 5479.79
DFHP_NewFurnace_35F | DFHP, New Furnace 35F |  | DFHP New Furnace | PGE | PGE | CZ11 | 1992-2010 | CARE | Mixed-fuel | Mixed-fuel | -1348.45 | 163.523 | 3908.0036 | 5148.8874 | 3525.7626 | 45.4308 | -82.0726 | N/A | 3231.3674 | 8686.9485 | 0.62759 | 1.6872 | 324.4938 | 5627.1551 | 0.063022 | 1.0929 | N/A | N/A | N/A | N/A | 86.021 | -47.6164 | N/A | 8674.65 | 1.6848 | 0.72907 | 25.59% | 5826.62 | 406.37 | 2031.2183 | 2.8491 | 88300.5 | 7175.07
DFHP_NewFurnace_35F | DFHP, New Furnace 35F |  | DFHP New Furnace | PGE | PGE | CZ12 | 1992-2010 | CARE | Mixed-fuel | Mixed-fuel | -1421.35 | 174.597 | 4022.8743 | 5281.0841 | 3915.2659 | 33.4298 | -95.3803 | N/A | 3070.7392 | 8789.8389 | 0.58146 | 1.6644 | 134.0745 | 5698.6871 | 0.025388 | 1.0791 | N/A | N/A | N/A | N/A | 120.3379 | -42.1772 | N/A | 9196.35 | 1.7414 | 0.78147 | 27.32% | 4572.59 | 417.563 | 1679.7952 | 2.86 | 81879.15 | 5993.94
DFHP_NewFurnace_35F | DFHP, New Furnace 35F |  | DFHP New Furnace | PGE | SMUD | CZ12 | 1992-2010 | CARE | Mixed-fuel | Mixed-fuel | -1421.35 | 174.597 | 4022.8743 | 5281.0841 | 3915.2659 | 314.7399 | 314.7399 | N/A | 9484.1571 | 15540.643 | 1.7959 | 2.9427 | 9484.1571 | 15540.643 | 1.7959 | 2.9427 | N/A | N/A | N/A | N/A | 12.7816 | 12.7816 | N/A | 9196.35 | 1.7414 | 0.78147 | 27.32% | 4572.59 | 417.563 | 665.4645 | 2.86 | 81879.15 | 5993.94
DFHP_NewFurnace_35F | DFHP, New Furnace 35F |  | DFHP New Furnace | PGE | PGE | CZ13 | 1992-2010 | CARE | Mixed-fuel | Mixed-fuel | -972.47 | 119.668 | 3908.0036 | 5148.8874 | 1000.5126 | 46.844 | -72.7924 | N/A | 2645.0338 | 6580.7042 | 0.51371 | 1.2781 | -82.4856 | 3709.7001 | 0 | 0.72049 | N/A | N/A | N/A | N/A | 83.4258 | -53.687 | N/A | 6149.4 | 1.1943 | 0.52605 | 21.03% | 6299.46 | 343.895 | 2059.7308 | 2.5019 | 84315.6 | 7271.93
DFHP_NewFurnace_35F | DFHP, New Furnace 35F |  | DFHP New Furnace | SCG | SCE | CZ14 | 1992-2010 | CARE | Mixed-fuel | Mixed-fuel | -1167.52 | 111.834 | 4022.8743 | 5281.0841 | -763.3841 | -67.3865 | -150.8213 | N/A | -151.0034 | 2943.3735 | 0 | 0.55734 | -2030.4838 | 941.1293 | 0 | 0.17821 | N/A | N/A | N/A | N/A | -59.6985 | -26.6731 | N/A | 4517.7 | 0.85545 | 0.45465 | 16.06% | 5563.13 | 407.585 | 1756.7531 | 2.8316 | 85958.4 | 6730.65
DFHP_NewFurnace_35F | DFHP, New Furnace 35F |  | DFHP New Furnace | SDGE | SDGE | CZ14 | 1992-2010 | CARE | Mixed-fuel | Mixed-fuel | -1167.52 | 111.834 | 4022.8743 | 5281.0841 | -763.3841 | -72.282 | -20.8222 | N/A | -342.5963 | 4287.7608 | 0 | 0.81191 | 902.9579 | 5522.6796 | 0.17098 | 1.0457 | N/A | N/A | N/A | N/A | -55.6553 | -193.2015 | N/A | 4517.7 | 0.85545 | 0.45465 | 16.06% | 5563.13 | 407.585 | 2413.7186 | 2.8316 | 85958.4 | 6730.65
DFHP_NewFurnace_35F | DFHP, New Furnace 35F |  | DFHP New Furnace | SCG | SCE | CZ15 | 1992-2010 | CARE | Mixed-fuel | Mixed-fuel | -117.65 | 11.759 | 3793.1329 | 5016.6907 | -4694.7907 | -94.5078 | -148.7284 | N/A | -1997.1258 | -1828.2908 | 0 | 0 | -3218.5176 | -3129.4614 | 0 | 0 | N/A | N/A | N/A | N/A | -40.1357 | -25.5038 | N/A | 321.9 | 0.064166 | 0.04252 | 2.487% | 9137.39 | 193.041 | 2297.1496 | 1.7093 | 82029 | 9255.04
DFHP_NewFurnace_35F | DFHP, New Furnace 35F |  | DFHP New Furnace | PGE | PGE | CZ16 | 1992-2010 | CARE | Mixed-fuel | Mixed-fuel | -1777.28 | 176.447 | 4756.8171 | 6295.384 | 2456.966 | -29.1731 | -125.5446 | N/A | 1703.5082 | 7495.1611 | 0.2706 | 1.1906 | -493.6058 | 5182.465 | 0 | 0.82322 | N/A | N/A | N/A | N/A | -163.0547 | -37.8895 | N/A | 8752.35 | 1.3903 | 0.79001 | 19.43% | 4303.23 | 625.217 | 1945.5152 | 4.0664 | 103735.05 | 6080.51
AirSealing | 30% Air Sealing |  | 30% Air Sealing | PGE | PGE | CZ01 | Pre1978 | Std | Mixed-fuel | Mixed-fuel | 25.86 | 32.057 | 4684.0443 | 4684.0443 | -588.1443 | 89.9945 | N/A | N/A | 2632.2315 | 4168.1663 | 0.56196 | 0.88986 | N/A | N/A | N/A | N/A | N/A | N/A | N/A | N/A | 52.0481 | N/A | N/A | 4095.9 | 0.87444 | 0.19043 | 3.03% | 4174.31 | 1002.61 | 3763.8624 | 6.2844 | 151964.55 | 4148.45
AirSealing | 30% Air Sealing |  | 30% Air Sealing | PGE | PGE | CZ02 | Pre1978 | Std | Mixed-fuel | Mixed-fuel | 19.76 | 18.086 | 4684.0443 | 4684.0443 | -2286.4443 | 53.5567 | N/A | N/A | 1553.1459 | 2434.4243 | 0.33158 | 0.51973 | N/A | N/A | N/A | N/A | N/A | N/A | N/A | N/A | 87.4596 | N/A | N/A | 2397.6 | 0.51187 | 0.10784 | 2.686% | 4579.75 | 611.803 | 2966.2885 | 4.0153 | 106793.1 | 4559.99
AirSealing | 30% Air Sealing |  | 30% Air Sealing | PGE | PGE | CZ03 | Pre1978 | Std | Mixed-fuel | Mixed-fuel | 13.19 | 14.952 | 4684.0443 | 4684.0443 | -2719.3443 | 42.77 | N/A | N/A | 1249.436 | 1975.6119 | 0.26674 | 0.42177 | N/A | N/A | N/A | N/A | N/A | N/A | N/A | N/A | 109.517 | N/A | N/A | 1964.7 | 0.41945 | 0.0894 | 2.636% | 3859.86 | 513.573 | 2459.1319 | 3.3911 | 90426.15 | 3846.67
AirSealing | 30% Air Sealing |  | 30% Air Sealing | PGE | PGE | CZ04 | Pre1978 | Std | Mixed-fuel | Mixed-fuel | 66.66 | 17.947 | 4684.0443 | 4684.0443 | -2086.6443 | 76.1157 | N/A | N/A | 2065.9753 | 2970.6664 | 0.44107 | 0.63421 | N/A | N/A | N/A | N/A | N/A | N/A | N/A | N/A | 61.5385 | N/A | N/A | 2597.4 | 0.55452 | 0.1082 | 2.766% | 6721.43 | 580.655 | 3966.6435 | 3.9119 | 116799.75 | 6654.77
AirSealing | 30% Air Sealing |  | 30% Air Sealing | CPAU | CPAU | CZ04 | Pre1978 | Std | Mixed-fuel | Mixed-fuel | 66.66 | 17.947 | 4684.0443 | 4684.0443 | -2086.6443 | 62.1821 | N/A | N/A | 1753.7467 | 2655.0983 | 0.37441 | 0.56684 | N/A | N/A | N/A | N/A | N/A | N/A | N/A | N/A | 75.3279 | N/A | N/A | 2597.4 | 0.55452 | 0.1082 | 2.766% | 6721.43 | 580.655 | 2611.8934 | 3.9119 | 116799.75 | 6654.77
AirSealing | 30% Air Sealing |  | 30% Air Sealing | PGE | PGE | CZ05 | Pre1978 | Std | Mixed-fuel | Mixed-fuel | 15.27 | 15.232 | 4684.0443 | 4684.0443 | -2686.0443 | 43.9816 | N/A | N/A | 1279.1365 | 2011.8781 | 0.27308 | 0.42952 | N/A | N/A | N/A | N/A | N/A | N/A | N/A | N/A | 106.5001 | N/A | N/A | 1998 | 0.42655 | 0.09111 | 2.792% | 3853.91 | 492.272 | 2395.7191 | 3.2632 | 87279.3 | 3838.64
AirSealing | 30% Air Sealing |  | 30% Air Sealing | SCG | PGE | CZ05 | Pre1978 | Std | Mixed-fuel | Mixed-fuel | 15.27 | 15.232 | 4684.0443 | 4684.0443 | -2686.0443 | 39.0961 | N/A | N/A | 1131.9194 | 1770.6497 | 0.24165 | 0.37802 | N/A | N/A | N/A | N/A | N/A | N/A | N/A | N/A | 119.8085 | N/A | N/A | 1998 | 0.42655 | 0.09111 | 2.792% | 3853.91 | 492.272 | 2284.4791 | 3.2632 | 87279.3 | 3838.64
AirSealing | 30% Air Sealing |  | 30% Air Sealing | SCG | SCE | CZ06 | Pre1978 | Std | Mixed-fuel | Mixed-fuel | -24.67 | 4.624 | 4684.0443 | 4684.0443 | -4217.8443 | -4.3816 | N/A | N/A | -33.8291 | 111.2786 | 0 | 0.023757 | N/A | N/A | N/A | N/A | N/A | N/A | N/A | N/A | -1069.0298 | N/A | N/A | 466.2 | 0.099529 | 0.0266 | 1.332% | 4653.4 | 274.469 | 1994.8567 | 1.9973 | 64485.45 | 4678.07
AirSealing | 30% Air Sealing |  | 30% Air Sealing | SDGE | SDGE | CZ07 | Pre1978 | Std | Mixed-fuel | Mixed-fuel | -20.34 | 3.965 | 4684.0443 | 4684.0443 | -4267.7943 | -4.6417 | N/A | N/A | -49.0734 | 159.4569 | 0 | 0.034043 | N/A | N/A | N/A | N/A | N/A | N/A | N/A | N/A | -1009.1324 | N/A | N/A | 416.25 | 0.088866 | 0.02265 | 1.17% | 5024.4 | 261.329 | 3007.6906 | 1.9353 | 66633.3 | 5044.74
AirSealing | 30% Air Sealing |  | 30% Air Sealing | SCG | SCE | CZ08 | Pre1978 | Std | Mixed-fuel | Mixed-fuel | 36.23 | 5.263 | 4684.0443 | 4684.0443 | -3818.2443 | 23.7816 | N/A | N/A | 609.8026 | 817.8848 | 0.13019 | 0.17461 | N/A | N/A | N/A | N/A | N/A | N/A | N/A | N/A | 196.9611 | N/A | N/A | 865.8 | 0.18484 | 0.03176 | 1.467% | 7574.97 | 285.507 | 3312.6277 | 2.1654 | 82817.1 | 7538.74
AirSealing | 30% Air Sealing |  | 30% Air Sealing | SCG | SCE | CZ09 | Pre1978 | Std | Mixed-fuel | Mixed-fuel | 48.63 | 6.311 | 4684.0443 | 4684.0443 | -3618.4443 | 32.2709 | N/A | N/A | 824.6281 | 1100.3147 | 0.17605 | 0.23491 | N/A | N/A | N/A | N/A | N/A | N/A | N/A | N/A | 145.1474 | N/A | N/A | 1065.6 | 0.2275 | 0.03831 | 1.614% | 7413.7 | 319.833 | 3255.48 | 2.3742 | 86929.65 | 7365.07
AirSealing | 30% Air Sealing |  | 30% Air Sealing | SCG | SCE | CZ10 | Pre1978 | Std | Mixed-fuel | Mixed-fuel | 93.46 | 7.003 | 4684.0443 | 4684.0443 | -3318.7443 | 53.4072 | N/A | N/A | 1314.7817 | 1654.3477 | 0.28069 | 0.35319 | N/A | N/A | N/A | N/A | N/A | N/A | N/A | N/A | 87.7044 | N/A | N/A | 1365.3 | 0.29148 | 0.04313 | 1.801% | 8732.57 | 316.932 | 3793.3292 | 2.3943 | 93689.55 | 8639.11
AirSealing | 30% Air Sealing |  | 30% Air Sealing | SDGE | SDGE | CZ10 | Pre1978 | Std | Mixed-fuel | Mixed-fuel | 93.46 | 7.003 | 4684.0443 | 4684.0443 | -3318.7443 | 72.7406 | N/A | N/A | 1872.0924 | 2222.6646 | 0.39967 | 0.47452 | N/A | N/A | N/A | N/A | N/A | N/A | N/A | N/A | 64.3938 | N/A | N/A | 1365.3 | 0.29148 | 0.04313 | 1.801% | 8732.57 | 316.932 | 5414.8913 | 2.3943 | 93689.55 | 8639.11
AirSealing | 30% Air Sealing |  | 30% Air Sealing | PGE | PGE | CZ11 | Pre1978 | Std | Mixed-fuel | Mixed-fuel | 123.1 | 16.661 | 4684.0443 | 4684.0443 | -1886.8443 | 100.5726 | N/A | N/A | 2601.8325 | 3482.4246 | 0.55547 | 0.74347 | N/A | N/A | N/A | N/A | N/A | N/A | N/A | N/A | 46.5738 | N/A | N/A | 2797.2 | 0.59718 | 0.10285 | 2.487% | 10649.5 | 589.629 | 5791.6497 | 4.1354 | 141824.7 | 10526.4
AirSealing | 30% Air Sealing |  | 30% Air Sealing | PGE | PGE | CZ12 | Pre1978 | Std | Mixed-fuel | Mixed-fuel | 58.21 | 16.853 | 4684.0443 | 4684.0443 | -2203.1943 | 69.4916 | N/A | N/A | 1896.3573 | 2747.3521 | 0.40485 | 0.58653 | N/A | N/A | N/A | N/A | N/A | N/A | N/A | N/A | 67.4045 | N/A | N/A | 2480.85 | 0.52964 | 0.10215 | 2.559% | 7431.3 | 586.279 | 4274.1674 | 3.9915 | 122310.9 | 7373.09
AirSealing | 30% Air Sealing |  | 30% Air Sealing | PGE | SMUD | CZ12 | Pre1978 | Std | Mixed-fuel | Mixed-fuel | 58.21 | 16.853 | 4684.0443 | 4684.0443 | -2203.1943 | 52.1387 | N/A | N/A | 1500.7381 | 2330.9208 | 0.32039 | 0.49763 | N/A | N/A | N/A | N/A | N/A | N/A | N/A | N/A | 89.8382 | N/A | N/A | 2480.85 | 0.52964 | 0.10215 | 2.559% | 7431.3 | 586.279 | 2794.7771 | 3.9915 | 122310.9 | 7373.09
AirSealing | 30% Air Sealing |  | 30% Air Sealing | PGE | PGE | CZ13 | Pre1978 | Std | Mixed-fuel | Mixed-fuel | 124.3 | 12.936 | 4684.0443 | 4684.0443 | -2253.1443 | 91.6406 | N/A | N/A | 2326.5115 | 3020.0495 | 0.49669 | 0.64475 | N/A | N/A | N/A | N/A | N/A | N/A | N/A | N/A | 51.1132 | N/A | N/A | 2430.9 | 0.51897 | 0.08143 | 2.343% | 11995.4 | 469.66 | 6119.906 | 3.4757 | 136047.15 | 11871.1
AirSealing | 30% Air Sealing |  | 30% Air Sealing | SCG | SCE | CZ14 | Pre1978 | Std | Mixed-fuel | Mixed-fuel | 131.26 | 18.626 | 4684.0443 | 4684.0443 | -1587.1443 | 96.895 | N/A | N/A | 2494.8632 | 3366.7315 | 0.53263 | 0.71877 | N/A | N/A | N/A | N/A | N/A | N/A | N/A | N/A | 48.3415 | N/A | N/A | 3096.9 | 0.66116 | 0.11377 | 2.815% | 9928.35 | 585.144 | 4864.2062 | 4.042 | 135214.65 | 9797.09
AirSealing | 30% Air Sealing |  | 30% Air Sealing | SDGE | SDGE | CZ14 | Pre1978 | Std | Mixed-fuel | Mixed-fuel | 131.26 | 18.626 | 4684.0443 | 4684.0443 | -1587.1443 | 126.1938 | N/A | N/A | 3352.1654 | 4302.7379 | 0.71566 | 0.91859 | N/A | N/A | N/A | N/A | N/A | N/A | N/A | N/A | 37.1179 | N/A | N/A | 3096.9 | 0.66116 | 0.11377 | 2.815% | 9928.35 | 585.144 | 6680.16 | 4.042 | 135214.65 | 9797.09
AirSealing | 30% Air Sealing |  | 30% Air Sealing | SCG | SCE | CZ15 | Pre1978 | Std | Mixed-fuel | Mixed-fuel | 257.4 | 3.005 | 4684.0443 | 4684.0443 | -2785.9443 | 117.5976 | N/A | N/A | 2690.5373 | 2960.5029 | 0.5744 | 0.63204 | N/A | N/A | N/A | N/A | N/A | N/A | N/A | N/A | 39.8311 | N/A | N/A | 1898.1 | 0.40523 | 0.02533 | 1.142% | 19482.4 | 220.521 | 7926.6281 | 2.218 | 146070.45 | 19225
AirSealing | 30% Air Sealing |  | 30% Air Sealing | PGE | PGE | CZ16 | Pre1978 | Std | Mixed-fuel | Mixed-fuel | 26.77 | 29.99 | 4684.0443 | 4684.0443 | -787.9443 | 84.953 | N/A | N/A | 2483.7438 | 3931.1017 | 0.53026 | 0.83925 | N/A | N/A | N/A | N/A | N/A | N/A | N/A | N/A | 55.1369 | N/A | N/A | 3896.1 | 0.83178 | 0.17889 | 2.499% | 5474.62 | 1136.91 | 4590.8551 | 7.1595 | 177605.55 | 5447.85
AirSealing | 30% Air Sealing |  | 30% Air Sealing | PGE | PGE | CZ01 | 1978-1991 | Std | Mixed-fuel | Mixed-fuel | 15.31 | 19.534 | 4684.0443 | 4684.0443 | -2203.1943 | 54.6508 | N/A | N/A | 1599.6731 | 2535.3548 | 0.34152 | 0.54127 | N/A | N/A | N/A | N/A | N/A | N/A | N/A | N/A | 85.7086 | N/A | N/A | 2480.85 | 0.52964 | 0.11596 | 2.202% | 4011.66 | 832.263 | 3272.0774 | 5.2669 | 129803.4 | 3996.35
AirSealing | 30% Air Sealing |  | 30% Air Sealing | PGE | PGE | CZ02 | 1978-1991 | Std | Mixed-fuel | Mixed-fuel | 14.19 | 11.525 | 4684.0443 | 4684.0443 | -3168.8943 | 34.8389 | N/A | N/A | 1006.1346 | 1569.089 | 0.2148 | 0.33499 | N/A | N/A | N/A | N/A | N/A | N/A | N/A | N/A | 134.4486 | N/A | N/A | 1515.15 | 0.32347 | 0.0691 | 2.032% | 4132.44 | 512.269 | 2501.8934 | 3.4012 | 91624.95 | 4118.25
AirSealing | 30% Air Sealing |  | 30% Air Sealing | PGE | PGE | CZ03 | 1978-1991 | Std | Mixed-fuel | Mixed-fuel | 7.41 | 8.956 | 4684.0443 | 4684.0443 | -3501.8943 | 25.0159 | N/A | N/A | 731.4884 | 1157.9495 | 0.15617 | 0.24721 | N/A | N/A | N/A | N/A | N/A | N/A | N/A | N/A | 187.2426 | N/A | N/A | 1182.15 | 0.25238 | 0.05342 | 1.848% | 3733.91 | 430.804 | 2197.4817 | 2.8911 | 79087.5 | 3726.5
AirSealing | 30% Air Sealing |  | 30% Air Sealing | PGE | PGE | CZ04 | 1978-1991 | Std | Mixed-fuel | Mixed-fuel | 37.41 | 11.295 | 4684.0443 | 4684.0443 | -3052.3443 | 45.1639 | N/A | N/A | 1233.5904 | 1789.4038 | 0.26336 | 0.38202 | N/A | N/A | N/A | N/A | N/A | N/A | N/A | N/A | 103.7121 | N/A | N/A | 1631.7 | 0.34835 | 0.06808 | 2.073% | 5755.93 | 481.322 | 3249.3233 | 3.2845 | 98484.75 | 5718.52
AirSealing | 30% Air Sealing |  | 30% Air Sealing | CPAU | CPAU | CZ04 | 1978-1991 | Std | Mixed-fuel | Mixed-fuel | 37.41 | 11.295 | 4684.0443 | 4684.0443 | -3052.3443 | 35.9259 | N/A | N/A | 1015.9529 | 1543.4018 | 0.2169 | 0.3295 | N/A | N/A | N/A | N/A | N/A | N/A | N/A | N/A | 130.3806 | N/A | N/A | 1631.7 | 0.34835 | 0.06808 | 2.073% | 5755.93 | 481.322 | 2125.3468 | 3.2845 | 98484.75 | 5718.52
AirSealing | 30% Air Sealing |  | 30% Air Sealing | PGE | PGE | CZ05 | 1978-1991 | Std | Mixed-fuel | Mixed-fuel | 7.16 | 9.255 | 4684.0443 | 4684.0443 | -3451.9443 | 25.6213 | N/A | N/A | 750.2794 | 1189.7396 | 0.16018 | 0.254 | N/A | N/A | N/A | N/A | N/A | N/A | N/A | N/A | 182.8184 | N/A | N/A | 1232.1 | 0.26304 | 0.05505 | 1.982% | 3732.58 | 411.862 | 2146.2507 | 2.7782 | 76373.55 | 3725.42
AirSealing | 30% Air Sealing |  | 30% Air Sealing | SCG | PGE | CZ05 | 1978-1991 | Std | Mixed-fuel | Mixed-fuel | 7.16 | 9.255 | 4684.0443 | 4684.0443 | -3451.9443 | 22.3306 | N/A | N/A | 651.1189 | 1027.2562 | 0.13901 | 0.21931 | N/A | N/A | N/A | N/A | N/A | N/A | N/A | N/A | 209.7592 | N/A | N/A | 1232.1 | 0.26304 | 0.05505 | 1.982% | 3732.58 | 411.862 | 2058.4417 | 2.7782 | 76373.55 | 3725.42
AirSealing | 30% Air Sealing |  | 30% Air Sealing | SCG | SCE | CZ06 | 1978-1991 | Std | Mixed-fuel | Mixed-fuel | -11.67 | 2.626 | 4684.0443 | 4684.0443 | -4417.6443 | -1.482 | N/A | N/A | 1.6152 | 81.1991 | 0.00034483 | 0.017335 | N/A | N/A | N/A | N/A | N/A | N/A | N/A | N/A | -3160.6685 | N/A | N/A | 266.4 | 0.056874 | 0.01511 | 0.8337% | 4180.59 | 246.498 | 1729.6819 | 1.8123 | 58175.1 | 4192.26
AirSealing | 30% Air Sealing |  | 30% Air Sealing | SDGE | SDGE | CZ07 | 1978-1991 | Std | Mixed-fuel | Mixed-fuel | -17.32 | 2.212 | 4684.0443 | 4684.0443 | -4484.2443 | -7.0214 | N/A | N/A | -134.7213 | -17.7062 | 0 | 0 | N/A | N/A | N/A | N/A | N/A | N/A | N/A | N/A | -667.1074 | N/A | N/A | 199.8 | 0.042655 | 0.01239 | 0.6984% | 4506.32 | 237.47 | 2603.2873 | 1.774 | 60322.95 | 4523.64
AirSealing | 30% Air Sealing |  | 30% Air Sealing | SCG | SCE | CZ08 | 1978-1991 | Std | Mixed-fuel | Mixed-fuel | 15.86 | 3.164 | 4684.0443 | 4684.0443 | -4217.8443 | 11.4791 | N/A | N/A | 301.5442 | 418.8016 | 0.064377 | 0.08941 | N/A | N/A | N/A | N/A | N/A | N/A | N/A | N/A | 408.0493 | N/A | N/A | 466.2 | 0.099529 | 0.01894 | 0.9721% | 6618.84 | 253.987 | 2832.3882 | 1.9484 | 73409.85 | 6602.98
AirSealing | 30% Air Sealing |  | 30% Air Sealing | SCG | SCE | CZ09 | 1978-1991 | Std | Mixed-fuel | Mixed-fuel | 23.8 | 3.768 | 4684.0443 | 4684.0443 | -4067.9943 | 16.2117 | N/A | N/A | 418.1153 | 565.6104 | 0.089264 | 0.12075 | N/A | N/A | N/A | N/A | N/A | N/A | N/A | N/A | 288.9293 | N/A | N/A | 616.05 | 0.13152 | 0.02288 | 1.083% | 6467.38 | 281.035 | 2768.5137 | 2.1117 | 76506.75 | 6443.58
AirSealing | 30% Air Sealing |  | 30% Air Sealing | SCG | SCE | CZ10 | 1978-1991 | Std | Mixed-fuel | Mixed-fuel | 49.89 | 4.1 | 4684.0443 | 4684.0443 | -3918.1443 | 27.8742 | N/A | N/A | 684.801 | 858.7356 | 0.1462 | 0.18333 | N/A | N/A | N/A | N/A | N/A | N/A | N/A | N/A | 168.0421 | N/A | N/A | 765.9 | 0.16351 | 0.02529 | 1.194% | 7499.25 | 277.021 | 3175.7868 | 2.1189 | 81634.95 | 7449.36
AirSealing | 30% Air Sealing |  | 30% Air Sealing | SDGE | SDGE | CZ10 | 1978-1991 | Std | Mixed-fuel | Mixed-fuel | 49.89 | 4.1 | 4684.0443 | 4684.0443 | -3918.1443 | 39.501 | N/A | N/A | 1021.4504 | 1227.6669 | 0.21807 | 0.2621 | N/A | N/A | N/A | N/A | N/A | N/A | N/A | N/A | 118.5803 | N/A | N/A | 765.9 | 0.16351 | 0.02529 | 1.194% | 7499.25 | 277.021 | 4548.4301 | 2.1189 | 81634.95 | 7449.36
AirSealing | 30% Air Sealing |  | 30% Air Sealing | PGE | PGE | CZ11 | 1978-1991 | Std | Mixed-fuel | Mixed-fuel | 77.02 | 10.357 | 4684.0443 | 4684.0443 | -2919.1443 | 62.8199 | N/A | N/A | 1624.2721 | 2172.1181 | 0.34677 | 0.46373 | N/A | N/A | N/A | N/A | N/A | N/A | N/A | N/A | 74.5631 | N/A | N/A | 1764.9 | 0.37679 | 0.06389 | 1.859% | 9025.73 | 482.642 | 4746.0542 | 3.4361 | 118581.3 | 8948.71
AirSealing | 30% Air Sealing |  | 30% Air Sealing | PGE | PGE | CZ12 | 1978-1991 | Std | Mixed-fuel | Mixed-fuel | 37.31 | 9.93 | 4684.0443 | 4684.0443 | -3218.8443 | 42.4356 | N/A | N/A | 1151.3613 | 1654.6324 | 0.2458 | 0.35325 | N/A | N/A | N/A | N/A | N/A | N/A | N/A | N/A | 110.38 | N/A | N/A | 1465.2 | 0.31281 | 0.06012 | 1.787% | 6391.67 | 488.174 | 3526.2067 | 3.3648 | 103546.35 | 6354.36
AirSealing | 30% Air Sealing |  | 30% Air Sealing | PGE | SMUD | CZ12 | 1978-1991 | Std | Mixed-fuel | Mixed-fuel | 37.31 | 9.93 | 4684.0443 | 4684.0443 | -3218.8443 | 31.308 | N/A | N/A | 897.6684 | 1387.5938 | 0.19164 | 0.29624 | N/A | N/A | N/A | N/A | N/A | N/A | N/A | N/A | 149.6119 | N/A | N/A | 1465.2 | 0.31281 | 0.06012 | 1.787% | 6391.67 | 488.174 | 2354.7064 | 3.3648 | 103546.35 | 6354.36
AirSealing | 30% Air Sealing |  | 30% Air Sealing | PGE | PGE | CZ13 | 1978-1991 | Std | Mixed-fuel | Mixed-fuel | 89 | 7.939 | 4684.0443 | 4684.0443 | -3168.8943 | 62.3305 | N/A | N/A | 1564.8687 | 1993.4483 | 0.33408 | 0.42558 | N/A | N/A | N/A | N/A | N/A | N/A | N/A | N/A | 75.1486 | N/A | N/A | 1515.15 | 0.32347 | 0.04997 | 1.685% | 10150.8 | 395.976 | 5059.0459 | 2.9664 | 115417.8 | 10061.8
AirSealing | 30% Air Sealing |  | 30% Air Sealing | SCG | SCE | CZ14 | 1978-1991 | Std | Mixed-fuel | Mixed-fuel | 77.33 | 10.628 | 4684.0443 | 4684.0443 | -2902.4943 | 56.325 | N/A | N/A | 1447.0652 | 1946.4143 | 0.30893 | 0.41554 | N/A | N/A | N/A | N/A | N/A | N/A | N/A | N/A | 83.1611 | N/A | N/A | 1781.55 | 0.38034 | 0.0651 | 1.947% | 8442.26 | 475.997 | 3974.8676 | 3.3434 | 112770.45 | 8364.93
AirSealing | 30% Air Sealing |  | 30% Air Sealing | SDGE | SDGE | CZ14 | 1978-1991 | Std | Mixed-fuel | Mixed-fuel | 77.33 | 10.628 | 4684.0443 | 4684.0443 | -2902.4943 | 73.0606 | N/A | N/A | 1938.3295 | 2480.7152 | 0.41382 | 0.52961 | N/A | N/A | N/A | N/A | N/A | N/A | N/A | N/A | 64.1118 | N/A | N/A | 1781.55 | 0.38034 | 0.0651 | 1.947% | 8442.26 | 475.997 | 5508.3309 | 3.3434 | 112770.45 | 8364.93
AirSealing | 30% Air Sealing |  | 30% Air Sealing | SCG | SCE | CZ15 | 1978-1991 | Std | Mixed-fuel | Mixed-fuel | 189.3 | 1.719 | 4684.0443 | 4684.0443 | -3368.6943 | 85.5984 | N/A | N/A | 1952.0935 | 2133.8115 | 0.41675 | 0.45555 | N/A | N/A | N/A | N/A | N/A | N/A | N/A | N/A | 54.7211 | N/A | N/A | 1315.35 | 0.28082 | 0.01513 | 0.7554% | 16224 | 201.451 | 6477.6225 | 2.0028 | 124708.5 | 16034.7
AirSealing | 30% Air Sealing |  | 30% Air Sealing | PGE | PGE | CZ16 | 1978-1991 | Std | Mixed-fuel | Mixed-fuel | 15.97 | 18.416 | 4684.0443 | 4684.0443 | -2286.4443 | 51.827 | N/A | N/A | 1517.4896 | 2405.9831 | 0.32397 | 0.51366 | N/A | N/A | N/A | N/A | N/A | N/A | N/A | N/A | 90.3784 | N/A | N/A | 2397.6 | 0.51187 | 0.10985 | 1.833% | 4949.21 | 944.548 | 3865.396 | 5.9932 | 150332.85 | 4933.24
AirSealing | 30% Air Sealing |  | 30% Air Sealing | PGE | PGE | CZ01 | 1992-2010 | Std | Mixed-fuel | Mixed-fuel | 9.3 | 11.834 | 4684.0443 | 4684.0443 | -3185.5443 | 33.1745 | N/A | N/A | 971.3173 | 1539.9712 | 0.20737 | 0.32877 | N/A | N/A | N/A | N/A | N/A | N/A | N/A | N/A | 141.194 | N/A | N/A | 1498.5 | 0.31992 | 0.07028 | 1.942% | 3765.84 | 555.766 | 2484.4927 | 3.6195 | 94122.45 | 3756.54
AirSealing | 30% Air Sealing |  | 30% Air Sealing | PGE | PGE | CZ02 | 1992-2010 | Std | Mixed-fuel | Mixed-fuel | 7.19 | 7.773 | 4684.0443 | 4684.0443 | -3635.0943 | 21.95 | N/A | N/A | 639.4724 | 1007.8483 | 0.13652 | 0.21517 | N/A | N/A | N/A | N/A | N/A | N/A | N/A | N/A | 213.3963 | N/A | N/A | 1048.95 | 0.22394 | 0.04638 | 1.521% | 3797.34 | 457.376 | 2205.866 | 3.0501 | 82584 | 3790.15
AirSealing | 30% Air Sealing |  | 30% Air Sealing | PGE | PGE | CZ03 | 1992-2010 | Std | Mixed-fuel | Mixed-fuel | 5.65 | 6.396 | 4684.0443 | 4684.0443 | -3834.8943 | 17.8843 | N/A | N/A | 521.8991 | 824.1906 | 0.11142 | 0.17596 | N/A | N/A | N/A | N/A | N/A | N/A | N/A | N/A | 261.9085 | N/A | N/A | 849.15 | 0.18129 | 0.0382 | 1.437% | 3653.41 | 393.231 | 2067.9719 | 2.6588 | 73626.3 | 3647.76
AirSealing | 30% Air Sealing |  | 30% Air Sealing | PGE | PGE | CZ04 | 1992-2010 | Std | Mixed-fuel | Mixed-fuel | 22.53 | 7.083 | 4684.0443 | 4684.0443 | -3651.7443 | 28.2329 | N/A | N/A | 771.5089 | 1119.8568 | 0.16471 | 0.23908 | N/A | N/A | N/A | N/A | N/A | N/A | N/A | N/A | 165.9071 | N/A | N/A | 1032.3 | 0.22039 | 0.04264 | 1.463% | 4435.63 | 428.872 | 2464.6025 | 2.9153 | 83766.15 | 4413.1
AirSealing | 30% Air Sealing |  | 30% Air Sealing | CPAU | CPAU | CZ04 | 1992-2010 | Std | Mixed-fuel | Mixed-fuel | 22.53 | 7.083 | 4684.0443 | 4684.0443 | -3651.7443 | 22.1746 | N/A | N/A | 628.833 | 958.7067 | 0.13425 | 0.20467 | N/A | N/A | N/A | N/A | N/A | N/A | N/A | N/A | 211.2343 | N/A | N/A | 1032.3 | 0.22039 | 0.04264 | 1.463% | 4435.63 | 428.872 | 1670.9807 | 2.9153 | 83766.15 | 4413.1
AirSealing | 30% Air Sealing |  | 30% Air Sealing | PGE | PGE | CZ05 | 1992-2010 | Std | Mixed-fuel | Mixed-fuel | 4.24 | 5.988 | 4684.0443 | 4684.0443 | -3901.4943 | 15.9684 | N/A | N/A | 468.4675 | 744.4724 | 0.10001 | 0.15894 | N/A | N/A | N/A | N/A | N/A | N/A | N/A | N/A | 293.3328 | N/A | N/A | 782.55 | 0.16707 | 0.03558 | 1.374% | 3653.97 | 381.485 | 2036.9379 | 2.5889 | 71928 | 3649.73
AirSealing | 30% Air Sealing |  | 30% Air Sealing | SCG | PGE | CZ05 | 1992-2010 | Std | Mixed-fuel | Mixed-fuel | 4.24 | 5.988 | 4684.0443 | 4684.0443 | -3901.4943 | 13.7192 | N/A | N/A | 400.6925 | 633.4171 | 0.085544 | 0.13523 | N/A | N/A | N/A | N/A | N/A | N/A | N/A | N/A | 341.4227 | N/A | N/A | 782.55 | 0.16707 | 0.03558 | 1.374% | 3653.97 | 381.485 | 1962.627 | 2.5889 | 71928 | 3649.73
AirSealing | 30% Air Sealing |  | 30% Air Sealing | SCG | SCE | CZ06 | 1992-2010 | Std | Mixed-fuel | Mixed-fuel | -1.48 | 1.806 | 4684.0443 | 4684.0443 | -4467.5943 | 2.3618 | N/A | N/A | 77.1688 | 136.6339 | 0.016475 | 0.02917 | N/A | N/A | N/A | N/A | N/A | N/A | N/A | N/A | 1983.2545 | N/A | N/A | 216.45 | 0.04621 | 0.0107 | 0.6126% | 3704.29 | 238.705 | 1511.3086 | 1.7466 | 54362.25 | 3705.77
AirSealing | 30% Air Sealing |  | 30% Air Sealing | SDGE | SDGE | CZ07 | 1992-2010 | Std | Mixed-fuel | Mixed-fuel | -4.51 | 1.572 | 4684.0443 | 4684.0443 | -4534.1943 | 0.70561 | N/A | N/A | 41.6663 | 122.1789 | 0.0088954 | 0.026084 | N/A | N/A | N/A | N/A | N/A | N/A | N/A | N/A | 6638.3362 | N/A | N/A | 149.85 | 0.031992 | 0.00904 | 0.5281% | 3847.12 | 231.464 | 2161.072 | 1.7119 | 55377.9 | 3851.63
AirSealing | 30% Air Sealing |  | 30% Air Sealing | SCG | SCE | CZ08 | 1992-2010 | Std | Mixed-fuel | Mixed-fuel | 9.65 | 2.059 | 4684.0443 | 4684.0443 | -4384.3443 | 7.4013 | N/A | N/A | 194.6216 | 270.6879 | 0.04155 | 0.057789 | N/A | N/A | N/A | N/A | N/A | N/A | N/A | N/A | 632.8715 | N/A | N/A | 299.7 | 0.063983 | 0.01226 | 0.67% | 4985.73 | 242.925 | 2084.4499 | 1.8298 | 62787.15 | 4976.08
AirSealing | 30% Air Sealing |  | 30% Air Sealing | SCG | SCE | CZ09 | 1992-2010 | Std | Mixed-fuel | Mixed-fuel | 10.07 | 2.405 | 4684.0443 | 4684.0443 | -4301.0943 | 7.9385 | N/A | N/A | 212.5927 | 303.1596 | 0.045387 | 0.064722 | N/A | N/A | N/A | N/A | N/A | N/A | N/A | N/A | 590.0403 | N/A | N/A | 382.95 | 0.081756 | 0.01448 | 0.7401% | 4898.15 | 264.232 | 2035.4391 | 1.9566 | 65284.65 | 4888.08
AirSealing | 30% Air Sealing |  | 30% Air Sealing | SCG | SCE | CZ10 | 1992-2010 | Std | Mixed-fuel | Mixed-fuel | 25.37 | 2.626 | 4684.0443 | 4684.0443 | -4217.8443 | 15.3487 | N/A | N/A | 382.1868 | 489.8931 | 0.081593 | 0.10459 | N/A | N/A | N/A | N/A | N/A | N/A | N/A | N/A | 305.175 | N/A | N/A | 466.2 | 0.099529 | 0.01602 | 0.8193% | 5466.94 | 260.581 | 2248.7489 | 1.9554 | 68015.25 | 5441.57
AirSealing | 30% Air Sealing |  | 30% Air Sealing | SDGE | SDGE | CZ10 | 1992-2010 | Std | Mixed-fuel | Mixed-fuel | 25.37 | 2.626 | 4684.0443 | 4684.0443 | -4217.8443 | 21.7819 | N/A | N/A | 569.0676 | 701.852 | 0.12149 | 0.14984 | N/A | N/A | N/A | N/A | N/A | N/A | N/A | N/A | 215.043 | N/A | N/A | 466.2 | 0.099529 | 0.01602 | 0.8193% | 5466.94 | 260.581 | 3238.9325 | 1.9554 | 68015.25 | 5441.57
AirSealing | 30% Air Sealing |  | 30% Air Sealing | PGE | PGE | CZ11 | 1992-2010 | Std | Mixed-fuel | Mixed-fuel | 39.96 | 6.545 | 4684.0443 | 4684.0443 | -3635.0943 | 35.4818 | N/A | N/A | 930.2933 | 1271.4004 | 0.19861 | 0.27143 | N/A | N/A | N/A | N/A | N/A | N/A | N/A | N/A | 132.0127 | N/A | N/A | 1048.95 | 0.22394 | 0.04019 | 1.364% | 6382.63 | 418.219 | 3306.5515 | 2.9472 | 94771.8 | 6342.67
AirSealing | 30% Air Sealing |  | 30% Air Sealing | PGE | PGE | CZ12 | 1992-2010 | Std | Mixed-fuel | Mixed-fuel | 17.99 | 6.309 | 4684.0443 | 4684.0443 | -3768.2943 | 23.5587 | N/A | N/A | 651.6248 | 961.6002 | 0.13912 | 0.20529 | N/A | N/A | N/A | N/A | N/A | N/A | N/A | N/A | 198.824 | N/A | N/A | 915.75 | 0.1955 | 0.03826 | 1.299% | 4806.99 | 429.619 | 2601.9915 | 2.9461 | 86480.1 | 4789
AirSealing | 30% Air Sealing |  | 30% Air Sealing | PGE | SMUD | CZ12 | 1992-2010 | Std | Mixed-fuel | Mixed-fuel | 17.99 | 6.309 | 4684.0443 | 4684.0443 | -3768.2943 | 18.3878 | N/A | N/A | 533.7367 | 837.5104 | 0.11395 | 0.1788 | N/A | N/A | N/A | N/A | N/A | N/A | N/A | N/A | 254.7358 | N/A | N/A | 915.75 | 0.1955 | 0.03826 | 1.299% | 4806.99 | 429.619 | 1897.7377 | 2.9461 | 86480.1 | 4789
AirSealing | 30% Air Sealing |  | 30% Air Sealing | PGE | PGE | CZ13 | 1992-2010 | Std | Mixed-fuel | Mixed-fuel | 33.82 | 5.043 | 4684.0443 | 4684.0443 | -3818.2443 | 28.2693 | N/A | N/A | 735.8003 | 994.3122 | 0.15709 | 0.21228 | N/A | N/A | N/A | N/A | N/A | N/A | N/A | N/A | 165.6938 | N/A | N/A | 865.8 | 0.18484 | 0.0314 | 1.215% | 6986.71 | 352.093 | 3433.2614 | 2.5848 | 90875.7 | 6952.89
AirSealing | 30% Air Sealing |  | 30% Air Sealing | SCG | SCE | CZ14 | 1992-2010 | Std | Mixed-fuel | Mixed-fuel | 41.52 | 6.944 | 4684.0443 | 4684.0443 | -3585.1443 | 32.6708 | N/A | N/A | 852.4355 | 1172.6323 | 0.18199 | 0.25035 | N/A | N/A | N/A | N/A | N/A | N/A | N/A | N/A | 143.3711 | N/A | N/A | 1098.9 | 0.2346 | 0.04211 | 1.439% | 6059.62 | 419.91 | 2806.9294 | 2.9267 | 91924.65 | 6018.1
AirSealing | 30% Air Sealing |  | 30% Air Sealing | SDGE | SDGE | CZ14 | 1992-2010 | Std | Mixed-fuel | Mixed-fuel | 41.52 | 6.944 | 4684.0443 | 4684.0443 | -3585.1443 | 42.6935 | N/A | N/A | 1144.414 | 1499.8639 | 0.24432 | 0.32021 | N/A | N/A | N/A | N/A | N/A | N/A | N/A | N/A | 109.7134 | N/A | N/A | 1098.9 | 0.2346 | 0.04211 | 1.439% | 6059.62 | 419.91 | 3919.1881 | 2.9267 | 91924.65 | 6018.1
AirSealing | 30% Air Sealing |  | 30% Air Sealing | SCG | SCE | CZ15 | 1992-2010 | Std | Mixed-fuel | Mixed-fuel | 100 | 1.067 | 4684.0443 | 4684.0443 | -3968.0943 | 44.7325 | N/A | N/A | 1022.4909 | 1122.9542 | 0.21829 | 0.23974 | N/A | N/A | N/A | N/A | N/A | N/A | N/A | N/A | 104.7122 | N/A | N/A | 715.95 | 0.15285 | 0.00907 | 0.5112% | 10562.1 | 193.814 | 4033.8461 | 1.7742 | 90958.95 | 10462.1
AirSealing | 30% Air Sealing |  | 30% Air Sealing | PGE | PGE | CZ16 | 1992-2010 | Std | Mixed-fuel | Mixed-fuel | 8.77 | 11.731 | 4684.0443 | 4684.0443 | -3152.2443 | 32.349 | N/A | N/A | 951.5268 | 1516.8036 | 0.20314 | 0.32382 | N/A | N/A | N/A | N/A | N/A | N/A | N/A | N/A | 144.7971 | N/A | N/A | 1531.8 | 0.32703 | 0.06982 | 1.656% | 4392.88 | 649.568 | 2877.4312 | 4.2152 | 109923.3 | 4384.11
AirSealing | 30% Air Sealing |  | 30% Air Sealing | PGE | PGE | CZ01 | Pre1978 | CARE | Mixed-fuel | Mixed-fuel | 25.86 | 32.057 | 4684.0443 | 4684.0443 | -588.1443 | 69.5966 | N/A | N/A | 2045.4347 | 3257.3905 | 0.43668 | 0.69542 | N/A | N/A | N/A | N/A | N/A | N/A | N/A | N/A | 67.3028 | N/A | N/A | 4095.9 | 0.87444 | 0.19043 | 3.03% | 4174.31 | 1002.61 | 2727.8528 | 6.2844 | 151964.55 | 4148.45
AirSealing | 30% Air Sealing |  | 30% Air Sealing | PGE | PGE | CZ02 | Pre1978 | CARE | Mixed-fuel | Mixed-fuel | 19.76 | 18.086 | 4684.0443 | 4684.0443 | -2286.4443 | 41.169 | N/A | N/A | 1201.107 | 1896.2675 | 0.25643 | 0.40484 | N/A | N/A | N/A | N/A | N/A | N/A | N/A | N/A | 113.7761 | N/A | N/A | 2397.6 | 0.51187 | 0.10784 | 2.686% | 4579.75 | 611.803 | 2075.0099 | 4.0153 | 106793.1 | 4559.99
AirSealing | 30% Air Sealing |  | 30% Air Sealing | PGE | PGE | CZ03 | Pre1978 | CARE | Mixed-fuel | Mixed-fuel | 13.19 | 14.952 | 4684.0443 | 4684.0443 | -2719.3443 | 33.0512 | N/A | N/A | 970.3544 | 1543.4071 | 0.20716 | 0.3295 | N/A | N/A | N/A | N/A | N/A | N/A | N/A | N/A | 141.7208 | N/A | N/A | 1964.7 | 0.41945 | 0.0894 | 2.636% | 3859.86 | 513.573 | 1711.8616 | 3.3911 | 90426.15 | 3846.67
AirSealing | 30% Air Sealing |  | 30% Air Sealing | PGE | PGE | CZ04 | Pre1978 | CARE | Mixed-fuel | Mixed-fuel | 66.66 | 17.947 | 4684.0443 | 4684.0443 | -2086.6443 | 55.8054 | N/A | N/A | 1533.6343 | 2243.4948 | 0.32742 | 0.47897 | N/A | N/A | N/A | N/A | N/A | N/A | N/A | N/A | 83.9353 | N/A | N/A | 2597.4 | 0.55452 | 0.1082 | 2.766% | 6721.43 | 580.655 | 2714.8363 | 3.9119 | 116799.75 | 6654.77
AirSealing | 30% Air Sealing |  | 30% Air Sealing | CPAU | CPAU | CZ04 | Pre1978 | CARE | Mixed-fuel | Mixed-fuel | 66.66 | 17.947 | 4684.0443 | 4684.0443 | -2086.6443 | 0 | N/A | N/A | 0 | 0 | 0 | 0 | N/A | N/A | N/A | N/A | N/A | N/A | N/A | N/A | #DIV/0! | N/A | N/A | 2597.4 | 0.55452 | 0.1082 | 2.766% | 6721.43 | 580.655 | 0 | 3.9119 | 116799.75 | 6654.77
AirSealing | 30% Air Sealing |  | 30% Air Sealing | PGE | PGE | CZ05 | Pre1978 | CARE | Mixed-fuel | Mixed-fuel | 15.27 | 15.232 | 4684.0443 | 4684.0443 | -2686.0443 | 33.8745 | N/A | N/A | 990.7372 | 1568.7456 | 0.21151 | 0.33491 | N/A | N/A | N/A | N/A | N/A | N/A | N/A | N/A | 138.2764 | N/A | N/A | 1998 | 0.42655 | 0.09111 | 2.792% | 3853.91 | 492.272 | 1662.4597 | 3.2632 | 87279.3 | 3838.64
AirSealing | 30% Air Sealing |  | 30% Air Sealing | SCG | PGE | CZ05 | Pre1978 | CARE | Mixed-fuel | Mixed-fuel | 15.27 | 15.232 | 4684.0443 | 4684.0443 | -2686.0443 | 29.9731 | N/A | N/A | 873.1756 | 1376.1104 | 0.18641 | 0.29379 | N/A | N/A | N/A | N/A | N/A | N/A | N/A | N/A | 156.2748 | N/A | N/A | 1998 | 0.42655 | 0.09111 | 2.792% | 3853.91 | 492.272 | 1574.0971 | 3.2632 | 87279.3 | 3838.64
AirSealing | 30% Air Sealing |  | 30% Air Sealing | SCG | SCE | CZ06 | Pre1978 | CARE | Mixed-fuel | Mixed-fuel | -24.67 | 4.624 | 4684.0443 | 4684.0443 | -4217.8443 | -2.0007 | N/A | N/A | 5.9994 | 122.3601 | 0.0012808 | 0.026123 | N/A | N/A | N/A | N/A | N/A | N/A | N/A | N/A | -2341.2166 | N/A | N/A | 466.2 | 0.099529 | 0.0266 | 1.332% | 4653.4 | 274.469 | 1344.1627 | 1.9973 | 64485.45 | 4678.07
AirSealing | 30% Air Sealing |  | 30% Air Sealing | SDGE | SDGE | CZ07 | Pre1978 | CARE | Mixed-fuel | Mixed-fuel | -20.34 | 3.965 | 4684.0443 | 4684.0443 | -4267.7943 | -1.521 | N/A | N/A | 13.1835 | 177.5166 | 0.0028146 | 0.037898 | N/A | N/A | N/A | N/A | N/A | N/A | N/A | N/A | -3079.5474 | N/A | N/A | 416.25 | 0.088866 | 0.02265 | 1.17% | 5024.4 | 261.329 | 1986.2391 | 1.9353 | 66633.3 | 5044.74
AirSealing | 30% Air Sealing |  | 30% Air Sealing | SCG | SCE | CZ08 | Pre1978 | CARE | Mixed-fuel | Mixed-fuel | 36.23 | 5.263 | 4684.0443 | 4684.0443 | -3818.2443 | 17.1458 | N/A | N/A | 444.5606 | 606.0538 | 0.09491 | 0.12939 | N/A | N/A | N/A | N/A | N/A | N/A | N/A | N/A | 273.1885 | N/A | N/A | 865.8 | 0.18484 | 0.03176 | 1.467% | 7574.97 | 285.507 | 2235.9018 | 2.1654 | 82817.1 | 7538.74
AirSealing | 30% Air Sealing |  | 30% Air Sealing | SCG | SCE | CZ09 | Pre1978 | CARE | Mixed-fuel | Mixed-fuel | 48.63 | 6.311 | 4684.0443 | 4684.0443 | -3618.4443 | 23.2391 | N/A | N/A | 600.5046 | 814.6147 | 0.1282 | 0.17391 | N/A | N/A | N/A | N/A | N/A | N/A | N/A | N/A | 201.5587 | N/A | N/A | 1065.6 | 0.2275 | 0.03831 | 1.614% | 7413.7 | 319.833 | 2204.6998 | 2.3742 | 86929.65 | 7365.07
AirSealing | 30% Air Sealing |  | 30% Air Sealing | SCG | SCE | CZ10 | Pre1978 | CARE | Mixed-fuel | Mixed-fuel | 93.46 | 7.003 | 4684.0443 | 4684.0443 | -3318.7443 | 37.7203 | N/A | N/A | 937.8132 | 1199.1639 | 0.20021 | 0.25601 | N/A | N/A | N/A | N/A | N/A | N/A | N/A | N/A | 124.1784 | N/A | N/A | 1365.3 | 0.29148 | 0.04313 | 1.801% | 8732.57 | 316.932 | 2567.1439 | 2.3943 | 93689.55 | 8639.11
AirSealing | 30% Air Sealing |  | 30% Air Sealing | SDGE | SDGE | CZ10 | Pre1978 | CARE | Mixed-fuel | Mixed-fuel | 93.46 | 7.003 | 4684.0443 | 4684.0443 | -3318.7443 | 49.9159 | N/A | N/A | 1296.2482 | 1574.8166 | 0.27674 | 0.33621 | N/A | N/A | N/A | N/A | N/A | N/A | N/A | N/A | 93.8387 | N/A | N/A | 1365.3 | 0.29148 | 0.04313 | 1.801% | 8732.57 | 316.932 | 3572.0075 | 2.3943 | 93689.55 | 8639.11
AirSealing | 30% Air Sealing |  | 30% Air Sealing | PGE | PGE | CZ11 | Pre1978 | CARE | Mixed-fuel | Mixed-fuel | 123.1 | 16.661 | 4684.0443 | 4684.0443 | -1886.8443 | 71.2891 | N/A | N/A | 1869.4888 | 2555.7327 | 0.39912 | 0.54563 | N/A | N/A | N/A | N/A | N/A | N/A | N/A | N/A | 65.7049 | N/A | N/A | 2797.2 | 0.59718 | 0.10285 | 2.487% | 10649.5 | 589.629 | 3908.4471 | 4.1354 | 141824.7 | 10526.4
AirSealing | 30% Air Sealing |  | 30% Air Sealing | PGE | PGE | CZ12 | Pre1978 | CARE | Mixed-fuel | Mixed-fuel | 58.21 | 16.853 | 4684.0443 | 4684.0443 | -2203.1943 | 51.1457 | N/A | N/A | 1412.7149 | 2080.8604 | 0.3016 | 0.44424 | N/A | N/A | N/A | N/A | N/A | N/A | N/A | N/A | 91.5823 | N/A | N/A | 2480.85 | 0.52964 | 0.10215 | 2.559% | 7431.3 | 586.279 | 2919.1056 | 3.9915 | 122310.9 | 7373.09
AirSealing | 30% Air Sealing |  | 30% Air Sealing | PGE | SMUD | CZ12 | Pre1978 | CARE | Mixed-fuel | Mixed-fuel | 58.21 | 16.853 | 4684.0443 | 4684.0443 | -2203.1943 | 33.6301 | N/A | N/A | 1013.3866 | 1660.525 | 0.21635 | 0.35451 | N/A | N/A | N/A | N/A | N/A | N/A | N/A | N/A | 139.2813 | N/A | N/A | 2480.85 | 0.52964 | 0.10215 | 2.559% | 7431.3 | 586.279 | 1001.6402 | 3.9915 | 122310.9 | 7373.09
AirSealing | 30% Air Sealing |  | 30% Air Sealing | PGE | PGE | CZ13 | Pre1978 | CARE | Mixed-fuel | Mixed-fuel | 124.3 | 12.936 | 4684.0443 | 4684.0443 | -2253.1443 | 64.107 | N/A | N/A | 1649.0564 | 2187.2304 | 0.35206 | 0.46695 | N/A | N/A | N/A | N/A | N/A | N/A | N/A | N/A | 73.066 | N/A | N/A | 2430.9 | 0.51897 | 0.08143 | 2.343% | 11995.4 | 469.66 | 4080.0314 | 3.4757 | 136047.15 | 11871.1
AirSealing | 30% Air Sealing |  | 30% Air Sealing | SCG | SCE | CZ14 | Pre1978 | CARE | Mixed-fuel | Mixed-fuel | 131.26 | 18.626 | 4684.0443 | 4684.0443 | -1587.1443 | 70.0943 | N/A | N/A | 1825.3628 | 2504.126 | 0.3897 | 0.53461 | N/A | N/A | N/A | N/A | N/A | N/A | N/A | N/A | 66.8249 | N/A | N/A | 3096.9 | 0.66116 | 0.11377 | 2.815% | 9928.35 | 585.144 | 3356.1326 | 4.042 | 135214.65 | 9797.09
AirSealing | 30% Air Sealing |  | 30% Air Sealing | SDGE | SDGE | CZ14 | Pre1978 | CARE | Mixed-fuel | Mixed-fuel | 131.26 | 18.626 | 4684.0443 | 4684.0443 | -1587.1443 | 89.0659 | N/A | N/A | 2391.0449 | 3144.3859 | 0.51047 | 0.6713 | N/A | N/A | N/A | N/A | N/A | N/A | N/A | N/A | 52.5908 | N/A | N/A | 3096.9 | 0.66116 | 0.11377 | 2.815% | 9928.35 | 585.144 | 4495.9036 | 4.042 | 135214.65 | 9797.09
AirSealing | 30% Air Sealing |  | 30% Air Sealing | SCG | SCE | CZ15 | Pre1978 | CARE | Mixed-fuel | Mixed-fuel | 257.4 | 3.005 | 4684.0443 | 4684.0443 | -2785.9443 | 79.9893 | N/A | N/A | 1834.5221 | 2028.5049 | 0.39165 | 0.43307 | N/A | N/A | N/A | N/A | N/A | N/A | N/A | N/A | 58.5584 | N/A | N/A | 1898.1 | 0.40523 | 0.02533 | 1.142% | 19482.4 | 220.521 | 5337.0539 | 2.218 | 146070.45 | 19225
AirSealing | 30% Air Sealing |  | 30% Air Sealing | PGE | PGE | CZ16 | Pre1978 | CARE | Mixed-fuel | Mixed-fuel | 26.77 | 29.99 | 4684.0443 | 4684.0443 | -787.9443 | 65.683 | N/A | N/A | 1929.7359 | 3071.8675 | 0.41198 | 0.65582 | N/A | N/A | N/A | N/A | N/A | N/A | N/A | N/A | 71.3129 | N/A | N/A | 3896.1 | 0.83178 | 0.17889 | 2.499% | 5474.62 | 1136.91 | 3306.078 | 7.1595 | 177605.55 | 5447.85
AirSealing | 30% Air Sealing |  | 30% Air Sealing | PGE | PGE | CZ01 | 1978-1991 | CARE | Mixed-fuel | Mixed-fuel | 15.31 | 19.534 | 4684.0443 | 4684.0443 | -2203.1943 | 42.2867 | N/A | N/A | 1243.5997 | 1981.9453 | 0.2655 | 0.42313 | N/A | N/A | N/A | N/A | N/A | N/A | N/A | N/A | 110.7687 | N/A | N/A | 2480.85 | 0.52964 | 0.11596 | 2.202% | 4011.66 | 832.263 | 2348.6856 | 5.2669 | 129803.4 | 3996.35
AirSealing | 30% Air Sealing |  | 30% Air Sealing | PGE | PGE | CZ02 | 1978-1991 | CARE | Mixed-fuel | Mixed-fuel | 14.19 | 11.525 | 4684.0443 | 4684.0443 | -3168.8943 | 26.7006 | N/A | N/A | 776.1883 | 1220.1449 | 0.16571 | 0.26049 | N/A | N/A | N/A | N/A | N/A | N/A | N/A | N/A | 175.4282 | N/A | N/A | 1515.15 | 0.32347 | 0.0691 | 2.032% | 4132.44 | 512.269 | 1737.9947 | 3.4012 | 91624.95 | 4118.25
AirSealing | 30% Air Sealing |  | 30% Air Sealing | PGE | PGE | CZ03 | 1978-1991 | CARE | Mixed-fuel | Mixed-fuel | 7.41 | 8.956 | 4684.0443 | 4684.0443 | -3501.8943 | 19.3407 | N/A | N/A | 568.2899 | 904.765 | 0.12132 | 0.19316 | N/A | N/A | N/A | N/A | N/A | N/A | N/A | N/A | 242.1854 | N/A | N/A | 1182.15 | 0.25238 | 0.05342 | 1.848% | 3733.91 | 430.804 | 1512.7823 | 2.8911 | 79087.5 | 3726.5
AirSealing | 30% Air Sealing |  | 30% Air Sealing | PGE | PGE | CZ04 | 1978-1991 | CARE | Mixed-fuel | Mixed-fuel | 37.41 | 11.295 | 4684.0443 | 4684.0443 | -3052.3443 | 33.2551 | N/A | N/A | 919.3098 | 1355.6076 | 0.19626 | 0.28941 | N/A | N/A | N/A | N/A | N/A | N/A | N/A | N/A | 140.852 | N/A | N/A | 1631.7 | 0.34835 | 0.06808 | 2.073% | 5755.93 | 481.322 | 2213.428 | 3.2845 | 98484.75 | 5718.52
AirSealing | 30% Air Sealing |  | 30% Air Sealing | CPAU | CPAU | CZ04 | 1978-1991 | CARE | Mixed-fuel | Mixed-fuel | 37.41 | 11.295 | 4684.0443 | 4684.0443 | -3052.3443 | 0 | N/A | N/A | 0 | 0 | 0 | 0 | N/A | N/A | N/A | N/A | N/A | N/A | N/A | N/A | #DIV/0! | N/A | N/A | 1631.7 | 0.34835 | 0.06808 | 2.073% | 5755.93 | 481.322 | 0 | 3.2845 | 98484.75 | 5718.52
AirSealing | 30% Air Sealing |  | 30% Air Sealing | PGE | PGE | CZ05 | 1978-1991 | CARE | Mixed-fuel | Mixed-fuel | 7.16 | 9.255 | 4684.0443 | 4684.0443 | -3451.9443 | 19.8291 | N/A | N/A | 583.3616 | 930.1109 | 0.12454 | 0.19857 | N/A | N/A | N/A | N/A | N/A | N/A | N/A | N/A | 236.2211 | N/A | N/A | 1232.1 | 0.26304 | 0.05505 | 1.982% | 3732.58 | 411.862 | 1472.5143 | 2.7782 | 76373.55 | 3725.42
AirSealing | 30% Air Sealing |  | 30% Air Sealing | SCG | PGE | CZ05 | 1978-1991 | CARE | Mixed-fuel | Mixed-fuel | 7.16 | 9.255 | 4684.0443 | 4684.0443 | -3451.9443 | 17.2008 | N/A | N/A | 504.162 | 800.3354 | 0.10763 | 0.17086 | N/A | N/A | N/A | N/A | N/A | N/A | N/A | N/A | 272.3161 | N/A | N/A | 1232.1 | 0.26304 | 0.05505 | 1.982% | 3732.58 | 411.862 | 1402.8594 | 2.7782 | 76373.55 | 3725.42
AirSealing | 30% Air Sealing |  | 30% Air Sealing | SCG | SCE | CZ06 | 1978-1991 | CARE | Mixed-fuel | Mixed-fuel | -11.67 | 2.626 | 4684.0443 | 4684.0443 | -4417.6443 | -0.48721 | N/A | N/A | 16.5525 | 80.1456 | 0.0035338 | 0.01711 | N/A | N/A | N/A | N/A | N/A | N/A | N/A | N/A | -9614.0311 | N/A | N/A | 266.4 | 0.056874 | 0.01511 | 0.8337% | 4180.59 | 246.498 | 1159.4054 | 1.8123 | 58175.1 | 4192.26
AirSealing | 30% Air Sealing |  | 30% Air Sealing | SDGE | SDGE | CZ07 | 1978-1991 | CARE | Mixed-fuel | Mixed-fuel | -17.32 | 2.212 | 4684.0443 | 4684.0443 | -4484.2443 | -3.7311 | N/A | N/A | -62.4738 | 29.6116 | 0 | 0.0063218 | N/A | N/A | N/A | N/A | N/A | N/A | N/A | N/A | -1255.3977 | N/A | N/A | 199.8 | 0.042655 | 0.01239 | 0.6984% | 4506.32 | 237.47 | 1714.3486 | 1.774 | 60322.95 | 4523.64
AirSealing | 30% Air Sealing |  | 30% Air Sealing | SCG | SCE | CZ08 | 1978-1991 | CARE | Mixed-fuel | Mixed-fuel | 15.86 | 3.164 | 4684.0443 | 4684.0443 | -4217.8443 | 8.3797 | N/A | N/A | 222.565 | 313.8614 | 0.047516 | 0.067006 | N/A | N/A | N/A | N/A | N/A | N/A | N/A | N/A | 558.9762 | N/A | N/A | 466.2 | 0.099529 | 0.01894 | 0.9721% | 6618.84 | 253.987 | 1905.2032 | 1.9484 | 73409.85 | 6602.98
AirSealing | 30% Air Sealing |  | 30% Air Sealing | SCG | SCE | CZ09 | 1978-1991 | CARE | Mixed-fuel | Mixed-fuel | 23.8 | 3.768 | 4684.0443 | 4684.0443 | -4067.9943 | 11.7237 | N/A | N/A | 305.7543 | 420.3372 | 0.065276 | 0.089738 | N/A | N/A | N/A | N/A | N/A | N/A | N/A | N/A | 399.5375 | N/A | N/A | 616.05 | 0.13152 | 0.02288 | 1.083% | 6467.38 | 281.035 | 1867.7556 | 2.1117 | 76506.75 | 6443.58
AirSealing | 30% Air Sealing |  | 30% Air Sealing | SCG | SCE | CZ10 | 1978-1991 | CARE | Mixed-fuel | Mixed-fuel | 49.89 | 4.1 | 4684.0443 | 4684.0443 | -3918.1443 | 19.6533 | N/A | N/A | 487.4973 | 621.0318 | 0.10408 | 0.13258 | N/A | N/A | N/A | N/A | N/A | N/A | N/A | N/A | 238.3341 | N/A | N/A | 765.9 | 0.16351 | 0.02529 | 1.194% | 7499.25 | 277.021 | 2141.5071 | 2.1189 | 81634.95 | 7449.36
AirSealing | 30% Air Sealing |  | 30% Air Sealing | SDGE | SDGE | CZ10 | 1978-1991 | CARE | Mixed-fuel | Mixed-fuel | 49.89 | 4.1 | 4684.0443 | 4684.0443 | -3918.1443 | 27.2207 | N/A | N/A | 710.4983 | 874.2689 | 0.15168 | 0.18665 | N/A | N/A | N/A | N/A | N/A | N/A | N/A | N/A | 172.0768 | N/A | N/A | 765.9 | 0.16351 | 0.02529 | 1.194% | 7499.25 | 277.021 | 2993.7441 | 2.1189 | 81634.95 | 7449.36
AirSealing | 30% Air Sealing |  | 30% Air Sealing | PGE | PGE | CZ11 | 1978-1991 | CARE | Mixed-fuel | Mixed-fuel | 77.02 | 10.357 | 4684.0443 | 4684.0443 | -2919.1443 | 44.5118 | N/A | N/A | 1166.6328 | 1593.5242 | 0.24907 | 0.3402 | N/A | N/A | N/A | N/A | N/A | N/A | N/A | N/A | 105.2316 | N/A | N/A | 1764.9 | 0.37679 | 0.06389 | 1.859% | 9025.73 | 482.642 | 3190.7465 | 3.4361 | 118581.3 | 8948.71
AirSealing | 30% Air Sealing |  | 30% Air Sealing | PGE | PGE | CZ12 | 1978-1991 | CARE | Mixed-fuel | Mixed-fuel | 37.31 | 9.93 | 4684.0443 | 4684.0443 | -3218.8443 | 31.105 | N/A | N/A | 854.5087 | 1249.4046 | 0.18243 | 0.26674 | N/A | N/A | N/A | N/A | N/A | N/A | N/A | N/A | 150.5883 | N/A | N/A | 1465.2 | 0.31281 | 0.06012 | 1.787% | 6391.67 | 488.174 | 2398.0581 | 3.3648 | 103546.35 | 6354.36
AirSealing | 30% Air Sealing |  | 30% Air Sealing | PGE | SMUD | CZ12 | 1978-1991 | CARE | Mixed-fuel | Mixed-fuel | 37.31 | 9.93 | 4684.0443 | 4684.0443 | -3218.8443 | 19.8183 | N/A | N/A | 597.1898 | 978.549 | 0.12749 | 0.20891 | N/A | N/A | N/A | N/A | N/A | N/A | N/A | N/A | 236.35 | N/A | N/A | 1465.2 | 0.31281 | 0.06012 | 1.787% | 6391.67 | 488.174 | 805.4224 | 3.3648 | 103546.35 | 6354.36
AirSealing | 30% Air Sealing |  | 30% Air Sealing | PGE | PGE | CZ13 | 1978-1991 | CARE | Mixed-fuel | Mixed-fuel | 89 | 7.939 | 4684.0443 | 4684.0443 | -3168.8943 | 43.2652 | N/A | N/A | 1100.0437 | 1431.5461 | 0.23485 | 0.30562 | N/A | N/A | N/A | N/A | N/A | N/A | N/A | N/A | 108.2635 | N/A | N/A | 1515.15 | 0.32347 | 0.04997 | 1.685% | 10150.8 | 395.976 | 3364.7259 | 2.9664 | 115417.8 | 10061.8
AirSealing | 30% Air Sealing |  | 30% Air Sealing | SCG | SCE | CZ14 | 1978-1991 | CARE | Mixed-fuel | Mixed-fuel | 77.33 | 10.628 | 4684.0443 | 4684.0443 | -2902.4943 | 40.6979 | N/A | N/A | 1057.4834 | 1446.0875 | 0.22576 | 0.30873 | N/A | N/A | N/A | N/A | N/A | N/A | N/A | N/A | 115.093 | N/A | N/A | 1781.55 | 0.38034 | 0.0651 | 1.947% | 8442.26 | 475.997 | 2728.2078 | 3.3434 | 112770.45 | 8364.93
AirSealing | 30% Air Sealing |  | 30% Air Sealing | SDGE | SDGE | CZ14 | 1978-1991 | CARE | Mixed-fuel | Mixed-fuel | 77.33 | 10.628 | 4684.0443 | 4684.0443 | -2902.4943 | 51.508 | N/A | N/A | 1381.0082 | 1810.8884 | 0.29483 | 0.38661 | N/A | N/A | N/A | N/A | N/A | N/A | N/A | N/A | 90.9382 | N/A | N/A | 1781.55 | 0.38034 | 0.0651 | 1.947% | 8442.26 | 475.997 | 3692.872 | 3.3434 | 112770.45 | 8364.93
AirSealing | 30% Air Sealing |  | 30% Air Sealing | SCG | SCE | CZ15 | 1978-1991 | CARE | Mixed-fuel | Mixed-fuel | 189.3 | 1.719 | 4684.0443 | 4684.0443 | -3368.6943 | 58.1307 | N/A | N/A | 1328.2613 | 1457.6889 | 0.28357 | 0.3112 | N/A | N/A | N/A | N/A | N/A | N/A | N/A | N/A | 80.5779 | N/A | N/A | 1315.35 | 0.28082 | 0.01513 | 0.7554% | 16224 | 201.451 | 4355.0814 | 2.0028 | 124708.5 | 16034.7
AirSealing | 30% Air Sealing |  | 30% Air Sealing | PGE | PGE | CZ16 | 1978-1991 | CARE | Mixed-fuel | Mixed-fuel | 15.97 | 18.416 | 4684.0443 | 4684.0443 | -2286.4443 | 40.114 | N/A | N/A | 1180.018 | 1881.2016 | 0.25192 | 0.40162 | N/A | N/A | N/A | N/A | N/A | N/A | N/A | N/A | 116.7683 | N/A | N/A | 2397.6 | 0.51187 | 0.10985 | 1.833% | 4949.21 | 944.548 | 2767.035 | 5.9932 | 150332.85 | 4933.24
AirSealing | 30% Air Sealing |  | 30% Air Sealing | PGE | PGE | CZ01 | 1992-2010 | CARE | Mixed-fuel | Mixed-fuel | 9.3 | 11.834 | 4684.0443 | 4684.0443 | -3185.5443 | 25.6753 | N/A | N/A | 755.261 | 1204.0104 | 0.16124 | 0.25705 | N/A | N/A | N/A | N/A | N/A | N/A | N/A | N/A | 182.4337 | N/A | N/A | 1498.5 | 0.31992 | 0.07028 | 1.942% | 3765.84 | 555.766 | 1740.6355 | 3.6195 | 94122.45 | 3756.54
AirSealing | 30% Air Sealing |  | 30% Air Sealing | PGE | PGE | CZ02 | 1992-2010 | CARE | Mixed-fuel | Mixed-fuel | 7.19 | 7.773 | 4684.0443 | 4684.0443 | -3635.0943 | 16.924 | N/A | N/A | 495.7073 | 786.2708 | 0.10583 | 0.16786 | N/A | N/A | N/A | N/A | N/A | N/A | N/A | N/A | 276.769 | N/A | N/A | 1048.95 | 0.22394 | 0.04638 | 1.521% | 3797.34 | 457.376 | 1526.0532 | 3.0501 | 82584 | 3790.15
AirSealing | 30% Air Sealing |  | 30% Air Sealing | PGE | PGE | CZ03 | 1992-2010 | CARE | Mixed-fuel | Mixed-fuel | 5.65 | 6.396 | 4684.0443 | 4684.0443 | -3834.8943 | 13.8056 | N/A | N/A | 404.9498 | 643.4044 | 0.086453 | 0.13736 | N/A | N/A | N/A | N/A | N/A | N/A | N/A | N/A | 339.2857 | N/A | N/A | 849.15 | 0.18129 | 0.0382 | 1.437% | 3653.41 | 393.231 | 1415.3885 | 2.6588 | 73626.3 | 3647.76
AirSealing | 30% Air Sealing |  | 30% Air Sealing | PGE | PGE | CZ04 | 1992-2010 | CARE | Mixed-fuel | Mixed-fuel | 22.53 | 7.083 | 4684.0443 | 4684.0443 | -3651.7443 | 20.7954 | N/A | N/A | 575.1265 | 848.582 | 0.12278 | 0.18116 | N/A | N/A | N/A | N/A | N/A | N/A | N/A | N/A | 225.2442 | N/A | N/A | 1032.3 | 0.22039 | 0.04264 | 1.463% | 4435.63 | 428.872 | 1684.9806 | 2.9153 | 83766.15 | 4413.1
AirSealing | 30% Air Sealing |  | 30% Air Sealing | CPAU | CPAU | CZ04 | 1992-2010 | CARE | Mixed-fuel | Mixed-fuel | 22.53 | 7.083 | 4684.0443 | 4684.0443 | -3651.7443 | 0 | N/A | N/A | 0 | 0 | 0 | 0 | N/A | N/A | N/A | N/A | N/A | N/A | N/A | N/A | #DIV/0! | N/A | N/A | 1032.3 | 0.22039 | 0.04264 | 1.463% | 4435.63 | 428.872 | 0 | 2.9153 | 83766.15 | 4413.1
AirSealing | 30% Air Sealing |  | 30% Air Sealing | PGE | PGE | CZ05 | 1992-2010 | CARE | Mixed-fuel | Mixed-fuel | 4.24 | 5.988 | 4684.0443 | 4684.0443 | -3901.4943 | 12.3706 | N/A | N/A | 364.5054 | 582.225 | 0.077819 | 0.1243 | N/A | N/A | N/A | N/A | N/A | N/A | N/A | N/A | 378.6421 | N/A | N/A | 782.55 | 0.16707 | 0.03558 | 1.374% | 3653.97 | 381.485 | 1390.8255 | 2.5889 | 71928 | 3649.73
AirSealing | 30% Air Sealing |  | 30% Air Sealing | SCG | PGE | CZ05 | 1992-2010 | CARE | Mixed-fuel | Mixed-fuel | 4.24 | 5.988 | 4684.0443 | 4684.0443 | -3901.4943 | 10.5741 | N/A | N/A | 310.3688 | 493.5173 | 0.066261 | 0.10536 | N/A | N/A | N/A | N/A | N/A | N/A | N/A | N/A | 442.9746 | N/A | N/A | 782.55 | 0.16707 | 0.03558 | 1.374% | 3653.97 | 381.485 | 1331.955 | 2.5889 | 71928 | 3649.73
AirSealing | 30% Air Sealing |  | 30% Air Sealing | SCG | SCE | CZ06 | 1992-2010 | CARE | Mixed-fuel | Mixed-fuel | -1.48 | 1.806 | 4684.0443 | 4684.0443 | -4467.5943 | 1.9454 | N/A | N/A | 62.6716 | 109.5684 | 0.01338 | 0.023392 | N/A | N/A | N/A | N/A | N/A | N/A | N/A | N/A | 2407.747 | N/A | N/A | 216.45 | 0.04621 | 0.0107 | 0.6126% | 3704.29 | 238.705 | 1010.4314 | 1.7466 | 54362.25 | 3705.77
AirSealing | 30% Air Sealing |  | 30% Air Sealing | SDGE | SDGE | CZ07 | 1992-2010 | CARE | Mixed-fuel | Mixed-fuel | -4.51 | 1.572 | 4684.0443 | 4684.0443 | -4534.1943 | 1.0392 | N/A | N/A | 44.5764 | 108.0806 | 0.0095167 | 0.023074 | N/A | N/A | N/A | N/A | N/A | N/A | N/A | N/A | 4507.4692 | N/A | N/A | 149.85 | 0.031992 | 0.00904 | 0.5281% | 3847.12 | 231.464 | 1424.6714 | 1.7119 | 55377.9 | 3851.63
AirSealing | 30% Air Sealing |  | 30% Air Sealing | SCG | SCE | CZ08 | 1992-2010 | CARE | Mixed-fuel | Mixed-fuel | 9.65 | 2.059 | 4684.0443 | 4684.0443 | -4384.3443 | 5.4057 | N/A | N/A | 143.7199 | 202.9514 | 0.030683 | 0.043328 | N/A | N/A | N/A | N/A | N/A | N/A | N/A | N/A | 866.5003 | N/A | N/A | 299.7 | 0.063983 | 0.01226 | 0.67% | 4985.73 | 242.925 | 1398.1052 | 1.8298 | 62787.15 | 4976.08
AirSealing | 30% Air Sealing |  | 30% Air Sealing | SCG | SCE | CZ09 | 1992-2010 | CARE | Mixed-fuel | Mixed-fuel | 10.07 | 2.405 | 4684.0443 | 4684.0443 | -4301.0943 | 5.8566 | N/A | N/A | 158.5097 | 229.2274 | 0.03384 | 0.048938 | N/A | N/A | N/A | N/A | N/A | N/A | N/A | N/A | 799.7881 | N/A | N/A | 382.95 | 0.081756 | 0.01448 | 0.7401% | 4898.15 | 264.232 | 1369.4133 | 1.9566 | 65284.65 | 4888.08
AirSealing | 30% Air Sealing |  | 30% Air Sealing | SCG | SCE | CZ10 | 1992-2010 | CARE | Mixed-fuel | Mixed-fuel | 25.37 | 2.626 | 4684.0443 | 4684.0443 | -4217.8443 | 10.8971 | N/A | N/A | 274.1507 | 357.1813 | 0.058529 | 0.076255 | N/A | N/A | N/A | N/A | N/A | N/A | N/A | N/A | 429.8412 | N/A | N/A | 466.2 | 0.099529 | 0.01602 | 0.8193% | 5466.94 | 260.581 | 1512.3824 | 1.9554 | 68015.25 | 5441.57
AirSealing | 30% Air Sealing |  | 30% Air Sealing | SDGE | SDGE | CZ10 | 1992-2010 | CARE | Mixed-fuel | Mixed-fuel | 25.37 | 2.626 | 4684.0443 | 4684.0443 | -4217.8443 | 15.1476 | N/A | N/A | 399.7077 | 505.0563 | 0.085334 | 0.10782 | N/A | N/A | N/A | N/A | N/A | N/A | N/A | N/A | 309.2263 | N/A | N/A | 466.2 | 0.099529 | 0.01602 | 0.8193% | 5466.94 | 260.581 | 2136.3397 | 1.9554 | 68015.25 | 5441.57
AirSealing | 30% Air Sealing |  | 30% Air Sealing | PGE | PGE | CZ11 | 1992-2010 | CARE | Mixed-fuel | Mixed-fuel | 39.96 | 6.545 | 4684.0443 | 4684.0443 | -3635.0943 | 25.3876 | N/A | N/A | 674.7345 | 941.1834 | 0.14405 | 0.20093 | N/A | N/A | N/A | N/A | N/A | N/A | N/A | N/A | 184.5011 | N/A | N/A | 1048.95 | 0.22394 | 0.04019 | 1.364% | 6382.63 | 418.219 | 2232.0903 | 2.9472 | 94771.8 | 6342.67
AirSealing | 30% Air Sealing |  | 30% Air Sealing | PGE | PGE | CZ12 | 1992-2010 | CARE | Mixed-fuel | Mixed-fuel | 17.99 | 6.309 | 4684.0443 | 4684.0443 | -3768.2943 | 17.5034 | N/A | N/A | 489.5543 | 733.1842 | 0.10452 | 0.15653 | N/A | N/A | N/A | N/A | N/A | N/A | N/A | N/A | 267.6078 | N/A | N/A | 915.75 | 0.1955 | 0.03826 | 1.299% | 4806.99 | 429.619 | 1776.6786 | 2.9461 | 86480.1 | 4789
AirSealing | 30% Air Sealing |  | 30% Air Sealing | PGE | SMUD | CZ12 | 1992-2010 | CARE | Mixed-fuel | Mixed-fuel | 17.99 | 6.309 | 4684.0443 | 4684.0443 | -3768.2943 | 12.3389 | N/A | N/A | 371.8128 | 609.2487 | 0.079379 | 0.13007 | N/A | N/A | N/A | N/A | N/A | N/A | N/A | N/A | 379.6152 | N/A | N/A | 915.75 | 0.1955 | 0.03826 | 1.299% | 4806.99 | 429.619 | 689.2394 | 2.9461 | 86480.1 | 4789
AirSealing | 30% Air Sealing |  | 30% Air Sealing | PGE | PGE | CZ13 | 1992-2010 | CARE | Mixed-fuel | Mixed-fuel | 33.82 | 5.043 | 4684.0443 | 4684.0443 | -3818.2443 | 20.1209 | N/A | N/A | 530.8793 | 732.5076 | 0.11334 | 0.15638 | N/A | N/A | N/A | N/A | N/A | N/A | N/A | N/A | 232.7948 | N/A | N/A | 865.8 | 0.18484 | 0.0314 | 1.215% | 6986.71 | 352.093 | 2292.4894 | 2.5848 | 90875.7 | 6952.89
AirSealing | 30% Air Sealing |  | 30% Air Sealing | SCG | SCE | CZ14 | 1992-2010 | CARE | Mixed-fuel | Mixed-fuel | 41.52 | 6.944 | 4684.0443 | 4684.0443 | -3585.1443 | 23.803 | N/A | N/A | 628.1332 | 877.9449 | 0.1341 | 0.18743 | N/A | N/A | N/A | N/A | N/A | N/A | N/A | N/A | 196.784 | N/A | N/A | 1098.9 | 0.2346 | 0.04211 | 1.439% | 6059.62 | 419.91 | 1925.4926 | 2.9267 | 91924.65 | 6018.1
AirSealing | 30% Air Sealing |  | 30% Air Sealing | SDGE | SDGE | CZ14 | 1992-2010 | CARE | Mixed-fuel | Mixed-fuel | 41.52 | 6.944 | 4684.0443 | 4684.0443 | -3585.1443 | 30.3766 | N/A | N/A | 822.995 | 1104.5664 | 0.1757 | 0.23581 | N/A | N/A | N/A | N/A | N/A | N/A | N/A | N/A | 154.199 | N/A | N/A | 1098.9 | 0.2346 | 0.04211 | 1.439% | 6059.62 | 419.91 | 2638.6058 | 2.9267 | 91924.65 | 6018.1
AirSealing | 30% Air Sealing |  | 30% Air Sealing | SCG | SCE | CZ15 | 1992-2010 | CARE | Mixed-fuel | Mixed-fuel | 100 | 1.067 | 4684.0443 | 4684.0443 | -3968.0943 | 30.413 | N/A | N/A | 696.766 | 768.7836 | 0.14875 | 0.16413 | N/A | N/A | N/A | N/A | N/A | N/A | N/A | N/A | 154.0146 | N/A | N/A | 715.95 | 0.15285 | 0.00907 | 0.5112% | 10562.1 | 193.814 | 2703.9521 | 1.7742 | 90958.95 | 10462.1
AirSealing | 30% Air Sealing |  | 30% Air Sealing | PGE | PGE | CZ16 | 1992-2010 | CARE | Mixed-fuel | Mixed-fuel | 8.77 | 11.731 | 4684.0443 | 4684.0443 | -3152.2443 | 25.1214 | N/A | N/A | 741.8737 | 1188.0937 | 0.15838 | 0.25365 | N/A | N/A | N/A | N/A | N/A | N/A | N/A | N/A | 186.4565 | N/A | N/A | 1531.8 | 0.32703 | 0.06982 | 1.656% | 4392.88 | 649.568 | 2021.5704 | 4.2152 | 109923.3 | 4384.11
HPWH_Elec Base | HPWH with Elec Base |  | HPWH with Elec Base | PGE | PGE | CZ01 | Pre1978 | Std | Mixed-fuel | Mixed-fuel | 1346.9 | 2.943 | 3829.2347 | 6287.0748 | 2337.6252 | 602.3412 | 724.2328 | N/A | 13784.897 | 14636.4194 | 2.1926 | 2.328 | 16563.8302 | 17561.542 | 2.6346 | 2.7933 | N/A | N/A | N/A | N/A | 6.3573 | 5.2873 | N/A | 8624.7 | 1.3718 | 0.09891 | 1.826% | 7200.79 | 812.541 | 4624.3145 | 5.4161 | 149317.2 | 5853.89
HPWH_Elec Base | HPWH with Elec Base |  | HPWH with Elec Base | PGE | PGE | CZ02 | Pre1978 | Std | Mixed-fuel | Mixed-fuel | 1152.61 | 1.285 | 3829.2347 | 6287.0748 | 872.4252 | 514.4031 | 548.6638 | N/A | 11750.8544 | 12425.088 | 1.869 | 1.9763 | 12531.944 | 13247.2679 | 1.9933 | 2.1071 | N/A | N/A | N/A | N/A | 7.444 | 6.9792 | N/A | 7159.5 | 1.1388 | 0.07179 | 2.255% | 7317.95 | 431.98 | 3741.7283 | 3.1838 | 103346.55 | 6165.34
HPWH_Elec Base | HPWH with Elec Base |  | HPWH with Elec Base | PGE | PGE | CZ03 | Pre1978 | Std | Mixed-fuel | Mixed-fuel | 1353.04 | 1.628 | 3829.2347 | 6287.0748 | 2404.2252 | 596.9328 | 667.5699 | N/A | 13638.1216 | 14425.4136 | 2.1692 | 2.2945 | 15248.5329 | 16120.5426 | 2.4254 | 2.5641 | N/A | N/A | N/A | N/A | 6.4149 | 5.7361 | N/A | 8691.3 | 1.3824 | 0.10034 | 3.903% | 6574.2 | 336.215 | 3241.2053 | 2.5712 | 87112.8 | 5221.16
HPWH_Elec Base | HPWH with Elec Base |  | HPWH with Elec Base | PGE | PGE | CZ04 | Pre1978 | Std | Mixed-fuel | Mixed-fuel | 1125.58 | 1.165 | 3829.2347 | 6287.0748 | 805.8252 | 500.7867 | 572.0831 | N/A | 11437.9244 | 12089.6836 | 1.8193 | 1.9229 | 13063.367 | 13800.6347 | 2.0778 | 2.1951 | N/A | N/A | N/A | N/A | 7.6464 | 6.6935 | N/A | 7092.9 | 1.1282 | 0.07031 | 2.263% | 9307.18 | 407.207 | 4690.5853 | 3.1065 | 112903.65 | 8181.6
HPWH_Elec Base | HPWH with Elec Base |  | HPWH with Elec Base | CPAU | CPAU | CZ04 | Pre1978 | Std | Mixed-fuel | Mixed-fuel | 1125.58 | 1.165 | 3829.2347 | 6287.0748 | 805.8252 | 280.3309 | 280.3309 | N/A | 6410.2716 | 6793.659 | 1.0196 | 1.0806 | 6410.2716 | 6793.659 | 1.0196 | 1.0806 | N/A | N/A | N/A | N/A | 13.6597 | 13.6597 | N/A | 7092.9 | 1.1282 | 0.07031 | 2.263% | 9307.18 | 407.207 | 2916.6445 | 3.1065 | 112903.65 | 8181.6
HPWH_Elec Base | HPWH with Elec Base |  | HPWH with Elec Base | PGE | PGE | CZ05 | Pre1978 | Std | Mixed-fuel | Mixed-fuel | 1341.94 | 1.656 | 3829.2347 | 6287.0748 | 2171.1252 | 592.8174 | 668.0446 | N/A | 13544.3397 | 14326.8032 | 2.1543 | 2.2788 | 15259.4003 | 16132.0868 | 2.4271 | 2.5659 | N/A | N/A | N/A | N/A | 6.4594 | 5.732 | N/A | 8458.2 | 1.3453 | 0.09769 | 4.003% | 6586.85 | 314.16 | 3183.7977 | 2.4405 | 83849.4 | 5244.91
HPWH_Elec Base | HPWH with Elec Base |  | HPWH with Elec Base | SCG | PGE | CZ05 | Pre1978 | Std | Mixed-fuel | Mixed-fuel | 1341.94 | 1.656 | 3829.2347 | 6287.0748 | 2171.1252 | 592.1245 | 667.3517 | N/A | 13523.4599 | 14292.5898 | 2.151 | 2.2733 | 15238.5205 | 16097.8734 | 2.4238 | 2.5605 | N/A | N/A | N/A | N/A | 6.4669 | 5.738 | N/A | 8458.2 | 1.3453 | 0.09769 | 4.003% | 6586.85 | 314.16 | 3122.3123 | 2.4405 | 83849.4 | 5244.91
HPWH_Elec Base | HPWH with Elec Base |  | HPWH with Elec Base | SCG | SCE | CZ06 | Pre1978 | Std | Mixed-fuel | Mixed-fuel | 1385.75 | 0.416 | 3829.2347 | 6287.0748 | 2537.4252 | 574.4131 | 483.5769 | N/A | 12944.9603 | 13803.0426 | 2.059 | 2.1955 | 10898.7508 | 11623.179 | 1.7335 | 1.8487 | N/A | N/A | N/A | N/A | 6.6663 | 7.9186 | N/A | 8824.5 | 1.4036 | 0.10479 | 8.593% | 7055.6 | 109.051 | 2679.6307 | 1.2195 | 60206.4 | 5669.85
HPWH_Elec Base | HPWH with Elec Base |  | HPWH with Elec Base | SDGE | SDGE | CZ07 | Pre1978 | Std | Mixed-fuel | Mixed-fuel | 1369.17 | 0.3967 | 3829.2347 | 6287.0748 | 2520.7752 | 784.7034 | 930.4609 | N/A | 18999.1635 | 18856.2806 | 3.0219 | 2.9992 | 22527.1373 | 22354.1301 | 3.5831 | 3.5556 | N/A | N/A | N/A | N/A | 4.8798 | 4.1154 | N/A | 8807.85 | 1.4009 | 0.10385 | 8.924% | 7388.75 | 97.4705 | 3902.7717 | 1.1637 | 62221.05 | 6019.58
HPWH_Elec Base | HPWH with Elec Base |  | HPWH with Elec Base | SCG | SCE | CZ08 | Pre1978 | Std | Mixed-fuel | Mixed-fuel | 1325.06 | 0.496 | 3829.2347 | 6287.0748 | 2154.4752 | 552.1009 | 615.8283 | N/A | 12443.5616 | 13271.6545 | 1.9792 | 2.1109 | 13879.108 | 14800.9678 | 2.2076 | 2.3542 | N/A | N/A | N/A | N/A | 6.9358 | 6.218 | N/A | 8441.55 | 1.3427 | 0.09935 | 7.053% | 9864.2 | 124.723 | 3981.5082 | 1.4087 | 78404.85 | 8539.14
HPWH_Elec Base | HPWH with Elec Base |  | HPWH with Elec Base | SCG | SCE | CZ09 | Pre1978 | Std | Mixed-fuel | Mixed-fuel | 1318.2 | 0.536 | 3829.2347 | 6287.0748 | 2104.5252 | 551.2095 | 524.5794 | N/A | 12423.9809 | 13251.9273 | 1.9761 | 2.1078 | 11824.101 | 12612.8646 | 1.8807 | 2.0062 | N/A | N/A | N/A | N/A | 6.947 | 7.2996 | N/A | 8391.6 | 1.3347 | 0.09709 | 6.016% | 9730.7 | 157.936 | 3911.5009 | 1.6138 | 82550.7 | 8412.5
HPWH_Elec Base | HPWH with Elec Base |  | HPWH with Elec Base | SCG | SCE | CZ10 | Pre1978 | Std | Mixed-fuel | Mixed-fuel | 1276.9 | 0.539 | 3829.2347 | 6287.0748 | 1821.4752 | 531.3881 | 555.282 | N/A | 11977.4193 | 12776.0674 | 1.9051 | 2.0321 | 12515.6638 | 13349.4689 | 1.9907 | 2.1233 | N/A | N/A | N/A | N/A | 7.2061 | 6.896 | N/A | 8108.55 | 1.2897 | 0.09262 | 5.64% | 11004.6 | 156.916 | 4431.6478 | 1.6422 | 89244 | 9727.7
HPWH_Elec Base | HPWH with Elec Base |  | HPWH with Elec Base | SDGE | SDGE | CZ10 | Pre1978 | Std | Mixed-fuel | Mixed-fuel | 1276.9 | 0.539 | 3829.2347 | 6287.0748 | 1821.4752 | 735.178 | 1282.2802 | N/A | 17802.961 | 17678.6205 | 2.8317 | 2.8119 | 31045.248 | 30807.8356 | 4.9379 | 4.9002 | N/A | N/A | N/A | N/A | 5.2086 | 2.9863 | N/A | 8108.55 | 1.2897 | 0.09262 | 5.64% | 11004.6 | 156.916 | 6279.6131 | 1.6422 | 89244 | 9727.7
HPWH_Elec Base | HPWH with Elec Base |  | HPWH with Elec Base | PGE | PGE | CZ11 | Pre1978 | Std | Mixed-fuel | Mixed-fuel | 1100.7 | 1.015 | 3829.2347 | 6287.0748 | 672.6252 | 486.1426 | 666.8707 | N/A | 11102.0506 | 11731.296 | 1.7659 | 1.8659 | 15222.3617 | 16068.3614 | 2.4212 | 2.5558 | N/A | N/A | N/A | N/A | 7.8768 | 5.7421 | N/A | 6959.7 | 1.107 | 0.06773 | 2.008% | 13013.7 | 425.589 | 6429.8134 | 3.3723 | 137612.25 | 11913
HPWH_Elec Base | HPWH with Elec Base |  | HPWH with Elec Base | PGE | PGE | CZ12 | Pre1978 | Std | Mixed-fuel | Mixed-fuel | 1158.3 | 1.2 | 3829.2347 | 6287.0748 | 922.3752 | 513.6075 | 538.9012 | N/A | 11731.1176 | 12400.4644 | 1.8659 | 1.9724 | 12307.7738 | 13007.4563 | 1.9576 | 2.0689 | N/A | N/A | N/A | N/A | 7.4556 | 7.1056 | N/A | 7209.45 | 1.1467 | 0.07305 | 2.285% | 9960.86 | 415.25 | 4972.1255 | 3.1969 | 118248.3 | 8802.56
HPWH_Elec Base | HPWH with Elec Base |  | HPWH with Elec Base | PGE | SMUD | CZ12 | Pre1978 | Std | Mixed-fuel | Mixed-fuel | 1158.3 | 1.2 | 3829.2347 | 6287.0748 | 922.3752 | 68.884 | 68.884 | N/A | 1592.1345 | 1728.107 | 0.25324 | 0.27487 | 1592.1345 | 1728.107 | 0.25324 | 0.27487 | N/A | N/A | N/A | N/A | 55.5896 | 55.5896 | N/A | 7209.45 | 1.1467 | 0.07305 | 2.285% | 9960.86 | 415.25 | 2731.2492 | 3.1969 | 118248.3 | 8802.56
HPWH_Elec Base | HPWH with Elec Base |  | HPWH with Elec Base | PGE | PGE | CZ13 | Pre1978 | Std | Mixed-fuel | Mixed-fuel | 1109.2 | 0.829 | 3829.2347 | 6287.0748 | 722.5752 | 488.7503 | 753.739 | N/A | 11157.5795 | 11780.3074 | 1.7747 | 1.8737 | 17198.8971 | 18139.4363 | 2.7356 | 2.8852 | N/A | N/A | N/A | N/A | 7.8347 | 5.0803 | N/A | 7009.65 | 1.1149 | 0.07294 | 2.678% | 14282.9 | 308.663 | 6746.4872 | 2.7241 | 131634.9 | 13173.7
HPWH_Elec Base | HPWH with Elec Base |  | HPWH with Elec Base | SCG | SCE | CZ14 | Pre1978 | Std | Mixed-fuel | Mixed-fuel | 1020.4 | 1.014 | 3829.2347 | 6287.0748 | -159.8748 | 427.6814 | 631.3519 | N/A | 9651.0536 | 10319.9283 | 1.5351 | 1.6415 | 14239.0072 | 15207.5576 | 2.2648 | 2.4189 | N/A | N/A | N/A | N/A | 8.9535 | 6.0651 | N/A | 6127.2 | 0.97457 | 0.05359 | 1.637% | 12322.5 | 419.833 | 5532.7098 | 3.274 | 130819.05 | 11302.1
HPWH_Elec Base | HPWH with Elec Base |  | HPWH with Elec Base | SDGE | SDGE | CZ14 | Pre1978 | Std | Mixed-fuel | Mixed-fuel | 1020.4 | 1.014 | 3829.2347 | 6287.0748 | -159.8748 | 581.5999 | 1189.6255 | N/A | 14093.4295 | 14026.1977 | 2.2417 | 2.231 | 28810.3284 | 28617.4334 | 4.5825 | 4.5518 | N/A | N/A | N/A | N/A | 6.584 | 3.2189 | N/A | 6127.2 | 0.97457 | 0.05359 | 1.637% | 12322.5 | 419.833 | 7534.0451 | 3.274 | 130819.05 | 11302.1
HPWH_Elec Base | HPWH with Elec Base |  | HPWH with Elec Base | SCG | SCE | CZ15 | Pre1978 | Std | Mixed-fuel | Mixed-fuel | 1056.3 | 0.2466 | 3829.2347 | 6287.0748 | 489.4752 | 439.4859 | 914.9585 | N/A | 9903.4183 | 10558.0152 | 1.5752 | 1.6793 | 20614.0858 | 21968.2813 | 3.2788 | 3.4942 | N/A | N/A | N/A | N/A | 8.713 | 4.1851 | N/A | 6776.55 | 1.0779 | 0.08231 | 5.258% | 21225.3 | 83.4367 | 8416.8488 | 1.5655 | 140908.95 | 20169
HPWH_Elec Base | HPWH with Elec Base |  | HPWH with Elec Base | PGE | PGE | CZ16 | Pre1978 | Std | Mixed-fuel | Mixed-fuel | 1371.93 | 1.614 | 3829.2347 | 6287.0748 | 2254.3752 | 608.3569 | 665.6183 | N/A | 13898.8853 | 14700.6488 | 2.2107 | 2.3382 | 15204.3531 | 16074.7924 | 2.4184 | 2.5568 | N/A | N/A | N/A | N/A | 6.2944 | 5.7529 | N/A | 8541.45 | 1.3586 | 0.09373 | 1.488% | 8393.95 | 949.56 | 5414.5555 | 6.3007 | 174208.95 | 7022.02
HPWH_Elec Base | HPWH with Elec Base |  | HPWH with Elec Base | PGE | PGE | CZ01 | 1978-1991 | Std | Mixed-fuel | Mixed-fuel | 1344.84 | 2.349 | 3829.2347 | 6287.0748 | 2254.3752 | 599.9519 | 704.6674 | N/A | 13719.4497 | 14541.1069 | 2.1822 | 2.3129 | 16106.7943 | 17054.0409 | 2.5619 | 2.7126 | N/A | N/A | N/A | N/A | 6.3826 | 5.4341 | N/A | 8541.45 | 1.3586 | 0.09515 | 2.163% | 7038.15 | 642.198 | 4134.4968 | 4.3987 | 127156.05 | 5693.31
HPWH_Elec Base | HPWH with Elec Base |  | HPWH with Elec Base | PGE | PGE | CZ02 | 1978-1991 | Std | Mixed-fuel | Mixed-fuel | 1153.95 | 0.964 | 3829.2347 | 6287.0748 | 905.7252 | 514.161 | 532.6094 | N/A | 11738.7796 | 12396.5979 | 1.8671 | 1.9718 | 12159.3739 | 12839.3181 | 1.934 | 2.0422 | N/A | N/A | N/A | N/A | 7.4475 | 7.1896 | N/A | 7192.8 | 1.1441 | 0.0701 | 2.727% | 6870.56 | 332.594 | 3282.2955 | 2.5707 | 88261.65 | 5716.61
HPWH_Elec Base | HPWH with Elec Base |  | HPWH with Elec Base | PGE | PGE | CZ03 | 1978-1991 | Std | Mixed-fuel | Mixed-fuel | 1351.79 | 1.148 | 3829.2347 | 6287.0748 | 2354.2752 | 595.1408 | 655.448 | N/A | 13587.8966 | 14349.99 | 2.1612 | 2.2825 | 14962.8036 | 15797.2258 | 2.3799 | 2.5127 | N/A | N/A | N/A | N/A | 6.4342 | 5.8422 | N/A | 8641.35 | 1.3745 | 0.09727 | 4.696% | 6448.24 | 253.446 | 2987.3177 | 2.0712 | 75774.15 | 5096.45
HPWH_Elec Base | HPWH with Elec Base |  | HPWH with Elec Base | PGE | PGE | CZ04 | 1978-1991 | Std | Mixed-fuel | Mixed-fuel | 1128.47 | 0.877 | 3829.2347 | 6287.0748 | 755.8752 | 501.3866 | 533.2186 | N/A | 11445.941 | 12084.4944 | 1.8206 | 1.9221 | 12171.6599 | 12848.3907 | 1.936 | 2.0436 | N/A | N/A | N/A | N/A | 7.6373 | 7.1814 | N/A | 7042.95 | 1.1202 | 0.06863 | 2.767% | 8341.43 | 308.038 | 3982.9374 | 2.4802 | 94572 | 7212.96
HPWH_Elec Base | HPWH with Elec Base |  | HPWH with Elec Base | CPAU | CPAU | CZ04 | 1978-1991 | Std | Mixed-fuel | Mixed-fuel | 1128.47 | 0.877 | 3829.2347 | 6287.0748 | 755.8752 | 280.4118 | 280.4118 | N/A | 6407.4685 | 6779.5195 | 1.0191 | 1.0783 | 6407.4685 | 6779.5195 | 1.0191 | 1.0783 | N/A | N/A | N/A | N/A | 13.6558 | 13.6558 | N/A | 7042.95 | 1.1202 | 0.06863 | 2.767% | 8341.43 | 308.038 | 2443.3339 | 2.4802 | 94572 | 7212.96
HPWH_Elec Base | HPWH with Elec Base |  | HPWH with Elec Base | PGE | PGE | CZ05 | 1978-1991 | Std | Mixed-fuel | Mixed-fuel | 1342.15 | 1.241 | 3829.2347 | 6287.0748 | 2121.1752 | 591.7057 | 655.2132 | N/A | 13510.2229 | 14269.7716 | 2.1489 | 2.2697 | 14958.091 | 15793.8067 | 2.3792 | 2.5121 | N/A | N/A | N/A | N/A | 6.4715 | 5.8443 | N/A | 8408.25 | 1.3374 | 0.09535 | 4.876% | 6465.53 | 233.75 | 2942.5714 | 1.9555 | 72943.65 | 5123.38
HPWH_Elec Base | HPWH with Elec Base |  | HPWH with Elec Base | SCG | PGE | CZ05 | 1978-1991 | Std | Mixed-fuel | Mixed-fuel | 1342.15 | 1.241 | 3829.2347 | 6287.0748 | 2121.1752 | 591.1447 | 654.6522 | N/A | 13493.3181 | 14242.0716 | 2.1462 | 2.2653 | 14941.1862 | 15766.1067 | 2.3765 | 2.5077 | N/A | N/A | N/A | N/A | 6.4777 | 5.8493 | N/A | 8408.25 | 1.3374 | 0.09535 | 4.876% | 6465.53 | 233.75 | 2918.6372 | 1.9555 | 72943.65 | 5123.38
HPWH_Elec Base | HPWH with Elec Base |  | HPWH with Elec Base | SCG | SCE | CZ06 | 1978-1991 | Std | Mixed-fuel | Mixed-fuel | 1388.18 | 0.2857 | 3829.2347 | 6287.0748 | 2537.4252 | 575.4008 | 462.1982 | N/A | 12965.5114 | 13821.0809 | 2.0622 | 2.1983 | 10415.4693 | 11104.4754 | 1.6566 | 1.7662 | N/A | N/A | N/A | N/A | 6.6549 | 8.2848 | N/A | 8824.5 | 1.4036 | 0.10411 | 10.06% | 6582.27 | 81.1418 | 2409.7805 | 1.0348 | 53929.35 | 5194.09
HPWH_Elec Base | HPWH with Elec Base |  | HPWH with Elec Base | SDGE | SDGE | CZ07 | 1978-1991 | Std | Mixed-fuel | Mixed-fuel | 1371.22 | 0.2675 | 3829.2347 | 6287.0748 | 2487.4752 | 784.5362 | 871.0644 | N/A | 18993.049 | 18843.4163 | 3.021 | 2.9972 | 21087.4115 | 20919.8957 | 3.3541 | 3.3274 | N/A | N/A | N/A | N/A | 4.8809 | 4.396 | N/A | 8774.55 | 1.3956 | 0.10306 | 10.28% | 6870.32 | 73.68 | 3497.2607 | 1.0027 | 55894.05 | 5499.1
HPWH_Elec Base | HPWH with Elec Base |  | HPWH with Elec Base | SCG | SCE | CZ08 | 1978-1991 | Std | Mixed-fuel | Mixed-fuel | 1327.45 | 0.3618 | 3829.2347 | 6287.0748 | 2154.4752 | 552.8951 | 561.6952 | N/A | 12459.6459 | 13284.6857 | 1.9818 | 2.113 | 12657.88 | 13495.8681 | 2.0133 | 2.1466 | N/A | N/A | N/A | N/A | 6.9258 | 6.8173 | N/A | 8441.55 | 1.3427 | 0.09852 | 8.264% | 8907.32 | 93.2702 | 3500.3372 | 1.1921 | 69014.25 | 7579.87
HPWH_Elec Base | HPWH with Elec Base |  | HPWH with Elec Base | SCG | SCE | CZ09 | 1978-1991 | Std | Mixed-fuel | Mixed-fuel | 1320.18 | 0.385 | 3829.2347 | 6287.0748 | 2087.8752 | 551.7784 | 472.88 | N/A | 12434.7743 | 13258.8326 | 1.9778 | 2.1089 | 10657.4801 | 11365.4493 | 1.6951 | 1.8077 | N/A | N/A | N/A | N/A | 6.9398 | 8.0977 | N/A | 8374.95 | 1.3321 | 0.09628 | 7.122% | 8783.76 | 119.219 | 3417.6162 | 1.3518 | 72127.8 | 7463.58
HPWH_Elec Base | HPWH with Elec Base |  | HPWH with Elec Base | SCG | SCE | CZ10 | 1978-1991 | Std | Mixed-fuel | Mixed-fuel | 1279.94 | 0.384 | 3829.2347 | 6287.0748 | 1821.4752 | 531.8829 | 483.8613 | N/A | 11986.505 | 12781.0654 | 1.9065 | 2.0329 | 10904.7522 | 11628.6549 | 1.7345 | 1.8496 | N/A | N/A | N/A | N/A | 7.1994 | 7.9139 | N/A | 8108.55 | 1.2897 | 0.09176 | 6.712% | 9770.39 | 117.077 | 3812.5455 | 1.3671 | 77189.4 | 8490.45
HPWH_Elec Base | HPWH with Elec Base |  | HPWH with Elec Base | SDGE | SDGE | CZ10 | 1978-1991 | Std | Mixed-fuel | Mixed-fuel | 1279.94 | 0.384 | 3829.2347 | 6287.0748 | 1821.4752 | 735.9258 | 1131.6094 | N/A | 17818.5236 | 17685.6968 | 2.8342 | 2.813 | 27395.8094 | 27181.2051 | 4.3575 | 4.3233 | N/A | N/A | N/A | N/A | 5.2033 | 3.3839 | N/A | 8108.55 | 1.2897 | 0.09176 | 6.712% | 9770.39 | 117.077 | 5403.6525 | 1.3671 | 77189.4 | 8490.45
HPWH_Elec Base | HPWH with Elec Base |  | HPWH with Elec Base | PGE | PGE | CZ11 | 1978-1991 | Std | Mixed-fuel | Mixed-fuel | 1100.4 | 0.789 | 3829.2347 | 6287.0748 | 639.3252 | 485.4356 | 580.5679 | N/A | 11080.976 | 11697.1823 | 1.7625 | 1.8605 | 13249.8401 | 13980.1423 | 2.1075 | 2.2236 | N/A | N/A | N/A | N/A | 7.8882 | 6.5957 | N/A | 6926.4 | 1.1017 | 0.06637 | 2.482% | 11389.6 | 318.734 | 5385.6325 | 2.6739 | 114385.5 | 10289.2
HPWH_Elec Base | HPWH with Elec Base |  | HPWH with Elec Base | PGE | PGE | CZ12 | 1978-1991 | Std | Mixed-fuel | Mixed-fuel | 1160.17 | 0.832 | 3829.2347 | 6287.0748 | 922.3752 | 513.4608 | 493.2588 | N/A | 11720.7429 | 12372.6243 | 1.8643 | 1.9679 | 11260.1717 | 11887.8241 | 1.791 | 1.8908 | N/A | N/A | N/A | N/A | 7.4577 | 7.7631 | N/A | 7209.45 | 1.1467 | 0.07117 | 2.768% | 8921.04 | 317.283 | 4232.8773 | 2.5712 | 99517.05 | 7760.87
HPWH_Elec Base | HPWH with Elec Base |  | HPWH with Elec Base | PGE | SMUD | CZ12 | 1978-1991 | Std | Mixed-fuel | Mixed-fuel | 1160.17 | 0.832 | 3829.2347 | 6287.0748 | 922.3752 | 162.0228 | 162.0228 | N/A | 3708.5218 | 3938.9099 | 0.58986 | 0.62651 | 3708.5218 | 3938.9099 | 0.58986 | 0.62651 | N/A | N/A | N/A | N/A | 23.6339 | 23.6339 | N/A | 7209.45 | 1.1467 | 0.07117 | 2.768% | 8921.04 | 317.283 | 2301.0048 | 2.5712 | 99517.05 | 7760.87
HPWH_Elec Base | HPWH with Elec Base |  | HPWH with Elec Base | PGE | PGE | CZ13 | 1978-1991 | Std | Mixed-fuel | Mixed-fuel | 1109.7 | 0.635 | 3829.2347 | 6287.0748 | 689.2752 | 488.6132 | 651.7832 | N/A | 11151.0382 | 11765.1965 | 1.7736 | 1.8713 | 14871.0514 | 15680.9058 | 2.3653 | 2.4941 | N/A | N/A | N/A | N/A | 7.8369 | 5.875 | N/A | 6976.35 | 1.1096 | 0.07159 | 3.231% | 12437.4 | 235.129 | 5686.7832 | 2.2158 | 111055.5 | 11327.7
HPWH_Elec Base | HPWH with Elec Base |  | HPWH with Elec Base | SCG | SCE | CZ14 | 1978-1991 | Std | Mixed-fuel | Mixed-fuel | 1022.18 | 0.645 | 3829.2347 | 6287.0748 | -226.4748 | 427.7473 | 531.7095 | N/A | 9646.0242 | 10299.7772 | 1.5343 | 1.6382 | 11987.9135 | 12794.634 | 1.9068 | 2.0351 | N/A | N/A | N/A | N/A | 8.9521 | 7.2017 | N/A | 6060.6 | 0.96398 | 0.05148 | 1.998% | 10836.1 | 310.876 | 4641.1096 | 2.5765 | 108374.85 | 9813.92
HPWH_Elec Base | HPWH with Elec Base |  | HPWH with Elec Base | SDGE | SDGE | CZ14 | 1978-1991 | Std | Mixed-fuel | Mixed-fuel | 1022.18 | 0.645 | 3829.2347 | 6287.0748 | -226.4748 | 576.9276 | 1003.3834 | N/A | 13974.4582 | 13888.9046 | 2.2227 | 2.2091 | 24296.5695 | 24122.8786 | 3.8645 | 3.8369 | N/A | N/A | N/A | N/A | 6.6373 | 3.8163 | N/A | 6060.6 | 0.96398 | 0.05148 | 1.998% | 10836.1 | 310.876 | 6329.8218 | 2.5765 | 108374.85 | 9813.92
HPWH_Elec Base | HPWH with Elec Base |  | HPWH with Elec Base | SCG | SCE | CZ15 | 1978-1991 | Std | Mixed-fuel | Mixed-fuel | 1059.1 | 0.167 | 3829.2347 | 6287.0748 | 472.8252 | 440.1552 | 706.9314 | N/A | 9917.4134 | 10570.4642 | 1.5774 | 1.6813 | 15926.9098 | 16972.4884 | 2.5333 | 2.6996 | N/A | N/A | N/A | N/A | 8.6997 | 5.4167 | N/A | 6759.9 | 1.0752 | 0.0817 | 6.051% | 17965.4 | 64.4143 | 6967.1153 | 1.3502 | 119530.35 | 16906.3
HPWH_Elec Base | HPWH with Elec Base |  | HPWH with Elec Base | PGE | PGE | CZ16 | 1978-1991 | Std | Mixed-fuel | Mixed-fuel | 1368.77 | 1.236 | 3829.2347 | 6287.0748 | 2187.7752 | 606.1768 | 635.0329 | N/A | 13842.3279 | 14624.6122 | 2.2017 | 2.3261 | 14500.1987 | 15317.0912 | 2.3064 | 2.4363 | N/A | N/A | N/A | N/A | 6.317 | 6.03 | N/A | 8474.85 | 1.348 | 0.09081 | 1.768% | 7869.28 | 757.403 | 4689.5751 | 5.1358 | 146936.25 | 6500.51
HPWH_Elec Base | HPWH with Elec Base |  | HPWH with Elec Base | PGE | PGE | CZ01 | 1992-2010 | Std | Mixed-fuel | Mixed-fuel | 1343.86 | 1.809 | 3829.2347 | 6287.0748 | 2204.4252 | 598.1279 | 676.5453 | N/A | 13668.3864 | 14464.5351 | 2.174 | 2.3007 | 15456.1754 | 16346.373 | 2.4584 | 2.6 | N/A | N/A | N/A | N/A | 6.402 | 5.66 | N/A | 8491.5 | 1.3506 | 0.09168 | 3.332% | 6792.33 | 365.701 | 3357.8426 | 2.7512 | 91475.1 | 5448.47
HPWH_Elec Base | HPWH with Elec Base |  | HPWH with Elec Base | PGE | PGE | CZ02 | 1992-2010 | Std | Mixed-fuel | Mixed-fuel | 1156.15 | 0.852 | 3829.2347 | 6287.0748 | 872.4252 | 514.805 | 522.7383 | N/A | 11750.5654 | 12402.0311 | 1.869 | 1.9726 | 11931.4319 | 12592.4122 | 1.8978 | 2.0029 | N/A | N/A | N/A | N/A | 7.4382 | 7.3253 | N/A | 7159.5 | 1.1388 | 0.0694 | 3.126% | 6534.96 | 277.753 | 2987.8913 | 2.2199 | 79187.4 | 5378.81
HPWH_Elec Base | HPWH with Elec Base |  | HPWH with Elec Base | PGE | PGE | CZ03 | 1992-2010 | Std | Mixed-fuel | Mixed-fuel | 1352.54 | 1.083 | 3829.2347 | 6287.0748 | 2337.6252 | 595.127 | 648.9898 | N/A | 13585.2048 | 14341.4327 | 2.1608 | 2.2811 | 14813.1897 | 15634.0174 | 2.3561 | 2.4867 | N/A | N/A | N/A | N/A | 6.4343 | 5.9003 | N/A | 8624.7 | 1.3718 | 0.09687 | 5.268% | 6367.74 | 215.873 | 2863.1508 | 1.8389 | 70312.95 | 5015.2
HPWH_Elec Base | HPWH with Elec Base |  | HPWH with Elec Base | PGE | PGE | CZ04 | 1992-2010 | Std | Mixed-fuel | Mixed-fuel | 1129.37 | 0.764 | 3829.2347 | 6287.0748 | 789.1752 | 501.3415 | 499.1914 | N/A | 11442.0299 | 12073.4404 | 1.8199 | 1.9204 | 11393.0117 | 12021.8435 | 1.8121 | 1.9122 | N/A | N/A | N/A | N/A | 7.638 | 7.6709 | N/A | 7076.25 | 1.1255 | 0.06804 | 3.223% | 7020.68 | 255.645 | 3200.9296 | 2.1113 | 79903.35 | 5891.31
HPWH_Elec Base | HPWH with Elec Base |  | HPWH with Elec Base | CPAU | CPAU | CZ04 | 1992-2010 | Std | Mixed-fuel | Mixed-fuel | 1129.37 | 0.764 | 3829.2347 | 6287.0748 | 789.1752 | 279.8107 | 279.8107 | N/A | 6387.7408 | 6744.2527 | 1.016 | 1.0727 | 6387.7408 | 6744.2527 | 1.016 | 1.0727 | N/A | N/A | N/A | N/A | 13.6851 | 13.6851 | N/A | 7076.25 | 1.1255 | 0.06804 | 3.223% | 7020.68 | 255.645 | 2005.5164 | 2.1113 | 79903.35 | 5891.31
HPWH_Elec Base | HPWH with Elec Base |  | HPWH with Elec Base | PGE | PGE | CZ05 | 1992-2010 | Std | Mixed-fuel | Mixed-fuel | 1341.44 | 1.121 | 3829.2347 | 6287.0748 | 2104.5252 | 590.9181 | 647.0155 | N/A | 13489.1555 | 14240.1072 | 2.1455 | 2.265 | 14768.0853 | 15586.3167 | 2.349 | 2.4791 | N/A | N/A | N/A | N/A | 6.4801 | 5.9183 | N/A | 8391.6 | 1.3347 | 0.09445 | 5.348% | 6386.91 | 203.373 | 2842.6186 | 1.7662 | 68498.1 | 5045.47
HPWH_Elec Base | HPWH with Elec Base |  | HPWH with Elec Base | SCG | PGE | CZ05 | 1992-2010 | Std | Mixed-fuel | Mixed-fuel | 1341.44 | 1.121 | 3829.2347 | 6287.0748 | 2104.5252 | 590.5594 | 646.6568 | N/A | 13478.3473 | 14222.3971 | 2.1438 | 2.2622 | 14757.2771 | 15568.6066 | 2.3472 | 2.4763 | N/A | N/A | N/A | N/A | 6.4841 | 5.9216 | N/A | 8391.6 | 1.3347 | 0.09445 | 5.348% | 6386.91 | 203.373 | 2828.9926 | 1.7662 | 68498.1 | 5045.47
HPWH_Elec Base | HPWH with Elec Base |  | HPWH with Elec Base | SCG | SCE | CZ06 | 1992-2010 | Std | Mixed-fuel | Mixed-fuel | 1390.04 | 0.2537 | 3829.2347 | 6287.0748 | 2554.0752 | 576.1626 | 439.7528 | N/A | 12982.2327 | 13837.9001 | 2.0649 | 2.201 | 9909.4179 | 10564.3754 | 1.5762 | 1.6803 | N/A | N/A | N/A | N/A | 6.6461 | 8.7077 | N/A | 8841.15 | 1.4062 | 0.10399 | 10.73% | 6105.24 | 73.3606 | 2176.5444 | 0.96911 | 50099.85 | 4715.2
HPWH_Elec Base | HPWH with Elec Base |  | HPWH with Elec Base | SDGE | SDGE | CZ07 | 1992-2010 | Std | Mixed-fuel | Mixed-fuel | 1373.37 | 0.2403 | 3829.2347 | 6287.0748 | 2520.7752 | 785.6594 | 799.325 | N/A | 19019.8305 | 18868.6391 | 3.0252 | 3.0012 | 19350.5985 | 19196.5827 | 3.0778 | 3.0533 | N/A | N/A | N/A | N/A | 4.8739 | 4.7906 | N/A | 8807.85 | 1.4009 | 0.10296 | 10.95% | 6210.04 | 67.6832 | 3039.6677 | 0.94071 | 50965.65 | 4836.67
HPWH_Elec Base | HPWH with Elec Base |  | HPWH with Elec Base | SCG | SCE | CZ08 | 1992-2010 | Std | Mixed-fuel | Mixed-fuel | 1329.39 | 0.3302 | 3829.2347 | 6287.0748 | 2137.8252 | 553.4886 | 475.117 | N/A | 12472.5748 | 13297.4608 | 1.9838 | 2.115 | 10707.1487 | 11416.7207 | 1.703 | 1.8159 | N/A | N/A | N/A | N/A | 6.9184 | 8.0596 | N/A | 8424.9 | 1.34 | 0.098282 | 9.154% | 7273.37 | 82.2275 | 2745.8886 | 1.0736 | 58358.25 | 5943.98
HPWH_Elec Base | HPWH with Elec Base |  | HPWH with Elec Base | SCG | SCE | CZ09 | 1992-2010 | Std | Mixed-fuel | Mixed-fuel | 1322.25 | 0.342 | 3829.2347 | 6287.0748 | 2087.8752 | 551.3654 | 392.1785 | N/A | 12424.8884 | 13246.9789 | 1.9763 | 2.107 | 8838.9878 | 9426.8547 | 1.4059 | 1.4994 | N/A | N/A | N/A | N/A | 6.945 | 9.764 | N/A | 8374.95 | 1.3321 | 0.09615 | 8.034% | 7213.67 | 102.436 | 2674.3895 | 1.1968 | 60889.05 | 5891.42
HPWH_Elec Base | HPWH with Elec Base |  | HPWH with Elec Base | SCG | SCE | CZ10 | 1992-2010 | Std | Mixed-fuel | Mixed-fuel | 1281.65 | 0.347 | 3829.2347 | 6287.0748 | 1821.4752 | 531.0414 | 371.6806 | N/A | 11967.0419 | 12759.1808 | 1.9034 | 2.0294 | 8377.2231 | 8934.8825 | 1.3325 | 1.4212 | N/A | N/A | N/A | N/A | 7.2108 | 10.3025 | N/A | 8108.55 | 1.2897 | 0.09145 | 7.598% | 7737.28 | 100.653 | 2870.9374 | 1.2036 | 63586.35 | 6455.63
HPWH_Elec Base | HPWH with Elec Base |  | HPWH with Elec Base | SDGE | SDGE | CZ10 | 1992-2010 | Std | Mixed-fuel | Mixed-fuel | 1281.65 | 0.347 | 3829.2347 | 6287.0748 | 1821.4752 | 735.1355 | 893.3733 | N/A | 17798.8226 | 17664.2843 | 2.831 | 2.8096 | 21628.8745 | 21461.6326 | 3.4402 | 3.4136 | N/A | N/A | N/A | N/A | 5.2089 | 4.2863 | N/A | 8108.55 | 1.2897 | 0.09145 | 7.598% | 7737.28 | 100.653 | 4076.6127 | 1.2036 | 63586.35 | 6455.63
HPWH_Elec Base | HPWH with Elec Base |  | HPWH with Elec Base | PGE | PGE | CZ11 | 1992-2010 | Std | Mixed-fuel | Mixed-fuel | 1102.17 | 0.654 | 3829.2347 | 6287.0748 | 655.9752 | 485.9379 | 454.6767 | N/A | 11090.034 | 11700.9537 | 1.7639 | 1.8611 | 10377.3277 | 10950.7546 | 1.6506 | 1.7418 | N/A | N/A | N/A | N/A | 7.8801 | 8.4219 | N/A | 6943.05 | 1.1043 | 0.0657 | 3.006% | 8745.81 | 254.352 | 3951.4708 | 2.1853 | 90609.3 | 7643.64
HPWH_Elec Base | HPWH with Elec Base |  | HPWH with Elec Base | PGE | PGE | CZ12 | 1992-2010 | Std | Mixed-fuel | Mixed-fuel | 1161.65 | 0.722 | 3829.2347 | 6287.0748 | 855.7752 | 513.871 | 444.8755 | N/A | 11728.0062 | 12375.2404 | 1.8654 | 1.9684 | 10155.0191 | 10719.5042 | 1.6152 | 1.705 | N/A | N/A | N/A | N/A | 7.4517 | 8.6074 | N/A | 7142.85 | 1.1361 | 0.07057 | 3.278% | 7335.65 | 258.809 | 3307.0157 | 2.153 | 82450.8 | 6174
HPWH_Elec Base | HPWH with Elec Base |  | HPWH with Elec Base | PGE | SMUD | CZ12 | 1992-2010 | Std | Mixed-fuel | Mixed-fuel | 1161.65 | 0.722 | 3829.2347 | 6287.0748 | 855.7752 | 161.9899 | 161.9899 | N/A | 3705.6821 | 3930.8916 | 0.58941 | 0.62523 | 3705.6821 | 3930.8916 | 0.58941 | 0.62523 | N/A | N/A | N/A | N/A | 23.6387 | 23.6387 | N/A | 7142.85 | 1.1361 | 0.07057 | 3.278% | 7335.65 | 258.809 | 1846.6842 | 2.153 | 82450.8 | 6174
HPWH_Elec Base | HPWH with Elec Base |  | HPWH with Elec Base | PGE | PGE | CZ13 | 1992-2010 | Std | Mixed-fuel | Mixed-fuel | 1111.83 | 0.556 | 3829.2347 | 6287.0748 | 739.2252 | 489.1957 | 488.0368 | N/A | 11161.6537 | 11769.9564 | 1.7753 | 1.8721 | 11135.2331 | 11742.146 | 1.7711 | 1.8677 | N/A | N/A | N/A | N/A | 7.8276 | 7.8462 | N/A | 7026.3 | 1.1176 | 0.0712 | 3.881% | 9272.68 | 191.308 | 4060.6623 | 1.8345 | 86496.75 | 8160.85
HPWH_Elec Base | HPWH with Elec Base |  | HPWH with Elec Base | SCG | SCE | CZ14 | 1992-2010 | Std | Mixed-fuel | Mixed-fuel | 1023.92 | 0.654 | 3829.2347 | 6287.0748 | -209.8248 | 428.5566 | 381.404 | N/A | 9664.0072 | 10318.3727 | 1.5371 | 1.6412 | 8601.8306 | 9186.817 | 1.3682 | 1.4612 | N/A | N/A | N/A | N/A | 8.9352 | 10.0398 | N/A | 6077.25 | 0.96663 | 0.05151 | 2.385% | 8452.76 | 254.836 | 3464.0483 | 2.1601 | 87562.35 | 7428.84
HPWH_Elec Base | HPWH with Elec Base |  | HPWH with Elec Base | SDGE | SDGE | CZ14 | 1992-2010 | Std | Mixed-fuel | Mixed-fuel | 1023.92 | 0.654 | 3829.2347 | 6287.0748 | -209.8248 | 549.2297 | 720.8125 | N/A | 13304.0061 | 13224.0401 | 2.1161 | 2.1034 | 17457.0653 | 17341.6376 | 2.7767 | 2.7583 | N/A | N/A | N/A | N/A | 6.972 | 5.3124 | N/A | 6077.25 | 0.96663 | 0.05151 | 2.385% | 8452.76 | 254.836 | 4702.1958 | 2.1601 | 87562.35 | 7428.84
HPWH_Elec Base | HPWH with Elec Base |  | HPWH with Elec Base | SCG | SCE | CZ15 | 1992-2010 | Std | Mixed-fuel | Mixed-fuel | 1061.4 | 0.1366 | 3829.2347 | 6287.0748 | 489.4752 | 435.2015 | 348.8535 | N/A | 9805.4049 | 10450.1895 | 1.5596 | 1.6622 | 7860.2986 | 8378.0329 | 1.2502 | 1.3326 | N/A | N/A | N/A | N/A | 8.7988 | 10.9766 | N/A | 6776.55 | 1.0779 | 0.08162 | 7.276% | 12302.5 | 56.7823 | 4514.3171 | 1.1217 | 85780.8 | 11241.1
HPWH_Elec Base | HPWH with Elec Base |  | HPWH with Elec Base | PGE | PGE | CZ16 | 1992-2010 | Std | Mixed-fuel | Mixed-fuel | 1369.77 | 1.038 | 3829.2347 | 6287.0748 | 2171.1252 | 606.0746 | 600.0407 | N/A | 13835.3917 | 14606.2224 | 2.2006 | 2.3232 | 13697.8279 | 14461.4219 | 2.1787 | 2.3002 | N/A | N/A | N/A | N/A | 6.3181 | 6.3816 | N/A | 8458.2 | 1.3453 | 0.08972 | 2.672% | 7312.87 | 462.505 | 3712.2019 | 3.3582 | 106526.7 | 5943.1
HPWH_Elec Base | HPWH with Elec Base |  | HPWH with Elec Base | PGE | PGE | CZ01 | Pre1978 | CARE | Mixed-fuel | Mixed-fuel | 1346.9 | 2.943 | 3829.2347 | 6287.0748 | 2337.6252 | 392.5243 | 471.7538 | N/A | 8990.3923 | 9563.1731 | 1.43 | 1.5211 | 10796.6988 | 11464.5028 | 1.7173 | 1.8235 | N/A | N/A | N/A | N/A | 9.7554 | 8.117 | N/A | 8624.7 | 1.3718 | 0.09891 | 1.826% | 7200.79 | 812.541 | 3223.3763 | 5.4161 | 149317.2 | 5853.89
HPWH_Elec Base | HPWH with Elec Base |  | HPWH with Elec Base | PGE | PGE | CZ02 | Pre1978 | CARE | Mixed-fuel | Mixed-fuel | 1152.61 | 1.285 | 3829.2347 | 6287.0748 | 872.4252 | 334.8074 | 357.0769 | N/A | 7651.4756 | 8098.2976 | 1.217 | 1.2881 | 8159.1839 | 8632.7145 | 1.2978 | 1.3731 | N/A | N/A | N/A | N/A | 11.4371 | 10.7238 | N/A | 7159.5 | 1.1388 | 0.07179 | 2.255% | 7317.95 | 431.98 | 2521.4726 | 3.1838 | 103346.55 | 6165.34
HPWH_Elec Base | HPWH with Elec Base |  | HPWH with Elec Base | PGE | PGE | CZ03 | Pre1978 | CARE | Mixed-fuel | Mixed-fuel | 1353.04 | 1.628 | 3829.2347 | 6287.0748 | 2404.2252 | 388.5605 | 434.4745 | N/A | 8881.4766 | 9403.8793 | 1.4127 | 1.4957 | 9928.2439 | 10505.7131 | 1.5792 | 1.671 | N/A | N/A | N/A | N/A | 9.8549 | 8.8135 | N/A | 8691.3 | 1.3824 | 0.10034 | 3.903% | 6574.2 | 336.215 | 2164.9803 | 2.5712 | 87112.8 | 5221.16
HPWH_Elec Base | HPWH with Elec Base |  | HPWH with Elec Base | PGE | PGE | CZ04 | Pre1978 | CARE | Mixed-fuel | Mixed-fuel | 1125.58 | 1.165 | 3829.2347 | 6287.0748 | 805.8252 | 325.9085 | 372.2512 | N/A | 7446.619 | 7877.9052 | 1.1844 | 1.253 | 8503.1566 | 8990.0234 | 1.3525 | 1.4299 | N/A | N/A | N/A | N/A | 11.7494 | 10.2867 | N/A | 7092.9 | 1.1282 | 0.07031 | 2.263% | 9307.18 | 407.207 | 3130.3456 | 3.1065 | 112903.65 | 8181.6
HPWH_Elec Base | HPWH with Elec Base |  | HPWH with Elec Base | CPAU | CPAU | CZ04 | Pre1978 | CARE | Mixed-fuel | Mixed-fuel | 1125.58 | 1.165 | 3829.2347 | 6287.0748 | 805.8252 | 0 | 0 | N/A | 0 | 0 | 0 | 0 | 0 | 0 | 0 | 0 | N/A | N/A | N/A | N/A | #DIV/0! | #DIV/0! | N/A | 7092.9 | 1.1282 | 0.07031 | 2.263% | 9307.18 | 407.207 | 0 | 3.1065 | 112903.65 | 8181.6
HPWH_Elec Base | HPWH with Elec Base |  | HPWH with Elec Base | PGE | PGE | CZ05 | Pre1978 | CARE | Mixed-fuel | Mixed-fuel | 1341.94 | 1.656 | 3829.2347 | 6287.0748 | 2171.1252 | 385.8856 | 434.7833 | N/A | 8820.5248 | 9339.7932 | 1.403 | 1.4856 | 9935.3142 | 10513.2275 | 1.5803 | 1.6722 | N/A | N/A | N/A | N/A | 9.9232 | 8.8072 | N/A | 8458.2 | 1.3453 | 0.09769 | 4.003% | 6586.85 | 314.16 | 2119.0053 | 2.4405 | 83849.4 | 5244.91
HPWH_Elec Base | HPWH with Elec Base |  | HPWH with Elec Base | SCG | PGE | CZ05 | Pre1978 | CARE | Mixed-fuel | Mixed-fuel | 1341.94 | 1.656 | 3829.2347 | 6287.0748 | 2171.1252 | 385.3321 | 434.2298 | N/A | 8803.8441 | 9312.4603 | 1.4003 | 1.4812 | 9918.6335 | 10485.8946 | 1.5776 | 1.6678 | N/A | N/A | N/A | N/A | 9.9375 | 8.8185 | N/A | 8458.2 | 1.3453 | 0.09769 | 4.003% | 6586.85 | 314.16 | 2070.3641 | 2.4405 | 83849.4 | 5244.91
HPWH_Elec Base | HPWH with Elec Base |  | HPWH with Elec Base | SCG | SCE | CZ06 | Pre1978 | CARE | Mixed-fuel | Mixed-fuel | 1385.75 | 0.416 | 3829.2347 | 6287.0748 | 2537.4252 | 387.8098 | 326.4954 | N/A | 8740.288 | 9321.0517 | 1.3902 | 1.4826 | 7359.0966 | 7849.6437 | 1.1705 | 1.2485 | N/A | N/A | N/A | N/A | 9.874 | 11.7283 | N/A | 8824.5 | 1.4036 | 0.10479 | 8.593% | 7055.6 | 109.051 | 1774.5912 | 1.2195 | 60206.4 | 5669.85
HPWH_Elec Base | HPWH with Elec Base |  | HPWH with Elec Base | SDGE | SDGE | CZ07 | Pre1978 | CARE | Mixed-fuel | Mixed-fuel | 1369.17 | 0.3967 | 3829.2347 | 6287.0748 | 2520.7752 | 510.1955 | 604.9379 | N/A | 12353.6244 | 12263.4122 | 1.9649 | 1.9506 | 14646.8073 | 14537.0144 | 2.3297 | 2.3122 | N/A | N/A | N/A | N/A | 7.5054 | 6.33 | N/A | 8807.85 | 1.4009 | 0.10385 | 8.924% | 7388.75 | 97.4705 | 2511.7423 | 1.1637 | 62221.05 | 6019.58
HPWH_Elec Base | HPWH with Elec Base |  | HPWH with Elec Base | SCG | SCE | CZ08 | Pre1978 | CARE | Mixed-fuel | Mixed-fuel | 1325.06 | 0.496 | 3829.2347 | 6287.0748 | 2154.4752 | 372.7671 | 415.7831 | N/A | 8402.388 | 8963.2563 | 1.3365 | 1.4257 | 9371.3818 | 9995.5428 | 1.4906 | 1.5899 | N/A | N/A | N/A | N/A | 10.2725 | 9.2097 | N/A | 8441.55 | 1.3427 | 0.09935 | 7.053% | 9864.2 | 124.723 | 2656.7212 | 1.4087 | 78404.85 | 8539.14
HPWH_Elec Base | HPWH with Elec Base |  | HPWH with Elec Base | SCG | SCE | CZ09 | Pre1978 | CARE | Mixed-fuel | Mixed-fuel | 1318.2 | 0.536 | 3829.2347 | 6287.0748 | 2104.5252 | 372.1727 | 354.1974 | N/A | 8389.3901 | 8950.2993 | 1.3344 | 1.4236 | 7984.4712 | 8518.932 | 1.27 | 1.355 | N/A | N/A | N/A | N/A | 10.2889 | 10.811 | N/A | 8391.6 | 1.3347 | 0.09709 | 6.016% | 9730.7 | 157.936 | 2615.9312 | 1.6138 | 82550.7 | 8412.5
HPWH_Elec Base | HPWH with Elec Base |  | HPWH with Elec Base | SCG | SCE | CZ10 | Pre1978 | CARE | Mixed-fuel | Mixed-fuel | 1276.9 | 0.539 | 3829.2347 | 6287.0748 | 1821.4752 | 358.7922 | 374.9207 | N/A | 8087.9304 | 8629.0436 | 1.2864 | 1.3725 | 8451.2453 | 9016.0896 | 1.3442 | 1.4341 | N/A | N/A | N/A | N/A | 10.6726 | 10.2135 | N/A | 8108.55 | 1.2897 | 0.09262 | 5.64% | 11004.6 | 156.916 | 2966.5593 | 1.6422 | 89244 | 9727.7
HPWH_Elec Base | HPWH with Elec Base |  | HPWH with Elec Base | SDGE | SDGE | CZ10 | Pre1978 | CARE | Mixed-fuel | Mixed-fuel | 1276.9 | 0.539 | 3829.2347 | 6287.0748 | 1821.4752 | 478.0643 | 833.6808 | N/A | 11577.9096 | 11500.9102 | 1.8415 | 1.8293 | 20185.3962 | 20034.9001 | 3.2106 | 3.1867 | N/A | N/A | N/A | N/A | 8.0099 | 4.5932 | N/A | 8108.55 | 1.2897 | 0.09262 | 5.64% | 11004.6 | 156.916 | 4078.1562 | 1.6422 | 89244 | 9727.7
HPWH_Elec Base | HPWH with Elec Base |  | HPWH with Elec Base | PGE | PGE | CZ11 | Pre1978 | CARE | Mixed-fuel | Mixed-fuel | 1100.7 | 1.015 | 3829.2347 | 6287.0748 | 672.6252 | 316.3523 | 433.8256 | N/A | 7227.1695 | 7643.0993 | 1.1495 | 1.2157 | 9905.3717 | 10462.1918 | 1.5755 | 1.6641 | N/A | N/A | N/A | N/A | 12.1043 | 8.8267 | N/A | 6959.7 | 1.107 | 0.06773 | 2.008% | 13013.7 | 425.589 | 4269.9573 | 3.3723 | 137612.25 | 11913
HPWH_Elec Base | HPWH with Elec Base |  | HPWH with Elec Base | PGE | PGE | CZ12 | Pre1978 | CARE | Mixed-fuel | Mixed-fuel | 1158.3 | 1.2 | 3829.2347 | 6287.0748 | 922.3752 | 334.2596 | 350.7005 | N/A | 7637.723 | 8080.7786 | 1.2148 | 1.2853 | 8012.5495 | 8475.3233 | 1.2744 | 1.3481 | N/A | N/A | N/A | N/A | 11.4559 | 10.9188 | N/A | 7209.45 | 1.1467 | 0.07305 | 2.285% | 9960.86 | 415.25 | 3317.4867 | 3.1969 | 118248.3 | 8802.56
HPWH_Elec Base | HPWH with Elec Base |  | HPWH with Elec Base | PGE | SMUD | CZ12 | Pre1978 | CARE | Mixed-fuel | Mixed-fuel | 1158.3 | 1.2 | 3829.2347 | 6287.0748 | 922.3752 | 2.3369 | 2.3369 | N/A | 70.4171 | 115.3848 | 0.0112 | 0.018353 | 70.4171 | 115.3848 | 0.0112 | 0.018353 | N/A | N/A | N/A | N/A | 1638.6287 | 1638.6287 | N/A | 7209.45 | 1.1467 | 0.07305 | 2.285% | 9960.86 | 415.25 | 688.9196 | 3.1969 | 118248.3 | 8802.56
HPWH_Elec Base | HPWH with Elec Base |  | HPWH with Elec Base | PGE | PGE | CZ13 | Pre1978 | CARE | Mixed-fuel | Mixed-fuel | 1109.2 | 0.829 | 3829.2347 | 6287.0748 | 722.5752 | 317.9716 | 490.2142 | N/A | 7260.9817 | 7671.218 | 1.1549 | 1.2202 | 11187.8382 | 11804.6518 | 1.7795 | 1.8776 | N/A | N/A | N/A | N/A | 12.0427 | 7.8113 | N/A | 7009.65 | 1.1149 | 0.07294 | 2.678% | 14282.9 | 308.663 | 4437.1671 | 2.7241 | 131634.9 | 13173.7
HPWH_Elec Base | HPWH with Elec Base |  | HPWH with Elec Base | SCG | SCE | CZ14 | Pre1978 | CARE | Mixed-fuel | Mixed-fuel | 1020.4 | 1.014 | 3829.2347 | 6287.0748 | -159.8748 | 288.9395 | 426.4171 | N/A | 6522.1319 | 6978.5209 | 1.0374 | 1.11 | 9619.0006 | 10277.6706 | 1.53 | 1.6347 | N/A | N/A | N/A | N/A | 13.2527 | 8.98 | N/A | 6127.2 | 0.97457 | 0.05359 | 1.637% | 12322.5 | 419.833 | 3771.6593 | 3.274 | 130819.05 | 11302.1
HPWH_Elec Base | HPWH with Elec Base |  | HPWH with Elec Base | SDGE | SDGE | CZ14 | Pre1978 | CARE | Mixed-fuel | Mixed-fuel | 1020.4 | 1.014 | 3829.2347 | 6287.0748 | -159.8748 | 378.4217 | 773.6383 | N/A | 9172.2313 | 9135.8758 | 1.4589 | 1.4531 | 18738.2155 | 18620.179 | 2.9804 | 2.9617 | N/A | N/A | N/A | N/A | 10.119 | 4.9496 | N/A | 6127.2 | 0.97457 | 0.05359 | 1.637% | 12322.5 | 419.833 | 4992.194 | 3.274 | 130819.05 | 11302.1
HPWH_Elec Base | HPWH with Elec Base |  | HPWH with Elec Base | SCG | SCE | CZ15 | Pre1978 | CARE | Mixed-fuel | Mixed-fuel | 1056.3 | 0.2466 | 3829.2347 | 6287.0748 | 489.4752 | 296.703 | 617.6471 | N/A | 6686.3167 | 7129.1334 | 1.0635 | 1.1339 | 13916.0172 | 14831.063 | 2.2134 | 2.359 | N/A | N/A | N/A | N/A | 12.906 | 6.1997 | N/A | 6776.55 | 1.0779 | 0.08231 | 5.258% | 21225.3 | 83.4367 | 5642.4808 | 1.5655 | 140908.95 | 20169
HPWH_Elec Base | HPWH with Elec Base |  | HPWH with Elec Base | PGE | PGE | CZ16 | Pre1978 | CARE | Mixed-fuel | Mixed-fuel | 1371.93 | 1.614 | 3829.2347 | 6287.0748 | 2254.3752 | 395.9929 | 433.2128 | N/A | 9051.1766 | 9583.1157 | 1.4396 | 1.5243 | 9899.7306 | 10476.3091 | 1.5746 | 1.6663 | N/A | N/A | N/A | N/A | 9.67 | 8.8392 | N/A | 8541.45 | 1.3586 | 0.09373 | 1.488% | 8393.95 | 949.56 | 3780.4713 | 6.3007 | 174208.95 | 7022.02
HPWH_Elec Base | HPWH with Elec Base |  | HPWH with Elec Base | PGE | PGE | CZ01 | 1978-1991 | CARE | Mixed-fuel | Mixed-fuel | 1344.84 | 2.349 | 3829.2347 | 6287.0748 | 2254.3752 | 390.7611 | 458.8262 | N/A | 8941.519 | 9490.8436 | 1.4222 | 1.5096 | 10493.293 | 11124.2507 | 1.669 | 1.7694 | N/A | N/A | N/A | N/A | 9.7994 | 8.3457 | N/A | 8541.45 | 1.3586 | 0.09515 | 2.163% | 7038.15 | 642.198 | 2845.7829 | 4.3987 | 127156.05 | 5693.31
HPWH_Elec Base | HPWH with Elec Base |  | HPWH with Elec Base | PGE | PGE | CZ02 | 1978-1991 | CARE | Mixed-fuel | Mixed-fuel | 1153.95 | 0.964 | 3829.2347 | 6287.0748 | 905.7252 | 334.5237 | 346.5151 | N/A | 7639.8199 | 8073.5407 | 1.2152 | 1.2841 | 7913.2062 | 8361.3088 | 1.2586 | 1.3299 | N/A | N/A | N/A | N/A | 11.4468 | 11.0507 | N/A | 7192.8 | 1.1441 | 0.0701 | 2.727% | 6870.56 | 332.594 | 2188.7132 | 2.5707 | 88261.65 | 5716.61
HPWH_Elec Base | HPWH with Elec Base |  | HPWH with Elec Base | PGE | PGE | CZ03 | 1978-1991 | CARE | Mixed-fuel | Mixed-fuel | 1351.79 | 1.148 | 3829.2347 | 6287.0748 | 2354.2752 | 387.2156 | 426.4152 | N/A | 8843.4045 | 9345.9633 | 1.4066 | 1.4865 | 9737.0941 | 10286.6665 | 1.5487 | 1.6362 | N/A | N/A | N/A | N/A | 9.8892 | 8.9801 | N/A | 8641.35 | 1.3745 | 0.09727 | 4.696% | 6448.24 | 253.446 | 1972.1111 | 2.0712 | 75774.15 | 5096.45
HPWH_Elec Base | HPWH with Elec Base |  | HPWH with Elec Base | PGE | PGE | CZ04 | 1978-1991 | CARE | Mixed-fuel | Mixed-fuel | 1128.47 | 0.877 | 3829.2347 | 6287.0748 | 755.8752 | 326.1896 | 346.8804 | N/A | 7448.5497 | 7869.1575 | 1.1847 | 1.2516 | 7920.267 | 8365.6901 | 1.2598 | 1.3306 | N/A | N/A | N/A | N/A | 11.7393 | 11.0391 | N/A | 7042.95 | 1.1202 | 0.06863 | 2.767% | 8341.43 | 308.038 | 2636.6949 | 2.4802 | 94572 | 7212.96
HPWH_Elec Base | HPWH with Elec Base |  | HPWH with Elec Base | CPAU | CPAU | CZ04 | 1978-1991 | CARE | Mixed-fuel | Mixed-fuel | 1128.47 | 0.877 | 3829.2347 | 6287.0748 | 755.8752 | 0 | 0 | N/A | 0 | 0 | 0 | 0 | 0 | 0 | 0 | 0 | N/A | N/A | N/A | N/A | #DIV/0! | #DIV/0! | N/A | 7042.95 | 1.1202 | 0.06863 | 2.767% | 8341.43 | 308.038 | 0 | 2.4802 | 94572 | 7212.96
HPWH_Elec Base | HPWH with Elec Base |  | HPWH with Elec Base | PGE | PGE | CZ05 | 1978-1991 | CARE | Mixed-fuel | Mixed-fuel | 1342.15 | 1.241 | 3829.2347 | 6287.0748 | 2121.1752 | 384.9936 | 426.2735 | N/A | 8793.2436 | 9294.3572 | 1.3986 | 1.4783 | 9734.3579 | 10284.98 | 1.5483 | 1.6359 | N/A | N/A | N/A | N/A | 9.9462 | 8.983 | N/A | 8408.25 | 1.3374 | 0.09535 | 4.876% | 6465.53 | 233.75 | 1935.6536 | 1.9555 | 72943.65 | 5123.38
HPWH_Elec Base | HPWH with Elec Base |  | HPWH with Elec Base | SCG | PGE | CZ05 | 1978-1991 | CARE | Mixed-fuel | Mixed-fuel | 1342.15 | 1.241 | 3829.2347 | 6287.0748 | 2121.1752 | 384.5454 | 425.8253 | N/A | 8779.7371 | 9272.2255 | 1.3965 | 1.4748 | 9720.8513 | 10262.8483 | 1.5462 | 1.6324 | N/A | N/A | N/A | N/A | 9.9578 | 8.9925 | N/A | 8408.25 | 1.3374 | 0.09535 | 4.876% | 6465.53 | 233.75 | 1917.0161 | 1.9555 | 72943.65 | 5123.38
HPWH_Elec Base | HPWH with Elec Base |  | HPWH with Elec Base | SCG | SCE | CZ06 | 1978-1991 | CARE | Mixed-fuel | Mixed-fuel | 1388.18 | 0.2857 | 3829.2347 | 6287.0748 | 2537.4252 | 388.4517 | 312.0399 | N/A | 8753.4117 | 9332.0012 | 1.3923 | 1.4843 | 7032.1333 | 7498.2925 | 1.1185 | 1.1927 | N/A | N/A | N/A | N/A | 9.8577 | 12.2716 | N/A | 8824.5 | 1.4036 | 0.10411 | 10.06% | 6582.27 | 81.1418 | 1586.9463 | 1.0348 | 53929.35 | 5194.09
HPWH_Elec Base | HPWH with Elec Base |  | HPWH with Elec Base | SDGE | SDGE | CZ07 | 1978-1991 | CARE | Mixed-fuel | Mixed-fuel | 1371.22 | 0.2675 | 3829.2347 | 6287.0748 | 2487.4752 | 510.038 | 566.2813 | N/A | 12348.1763 | 12252.6357 | 1.9641 | 1.9489 | 13709.5119 | 13602.3474 | 2.1806 | 2.1635 | N/A | N/A | N/A | N/A | 7.5077 | 6.7621 | N/A | 8774.55 | 1.3956 | 0.10306 | 10.28% | 6870.32 | 73.68 | 2239.8123 | 1.0027 | 55894.05 | 5499.1
HPWH_Elec Base | HPWH with Elec Base |  | HPWH with Elec Base | SCG | SCE | CZ08 | 1978-1991 | CARE | Mixed-fuel | Mixed-fuel | 1327.45 | 0.3618 | 3829.2347 | 6287.0748 | 2154.4752 | 373.2767 | 379.2168 | N/A | 8412.4462 | 8970.7435 | 1.3381 | 1.4269 | 8546.2542 | 9113.2916 | 1.3593 | 1.4495 | N/A | N/A | N/A | N/A | 10.2584 | 10.0977 | N/A | 8441.55 | 1.3427 | 0.09852 | 8.264% | 8907.32 | 93.2702 | 2325.6201 | 1.1921 | 69014.25 | 7579.87
HPWH_Elec Base | HPWH with Elec Base |  | HPWH with Elec Base | SCG | SCE | CZ09 | 1978-1991 | CARE | Mixed-fuel | Mixed-fuel | 1320.18 | 0.385 | 3829.2347 | 6287.0748 | 2087.8752 | 372.527 | 319.2706 | N/A | 8395.7813 | 8953.4949 | 1.3354 | 1.4241 | 7196.1077 | 7675.4612 | 1.1446 | 1.2208 | N/A | N/A | N/A | N/A | 10.2791 | 11.9937 | N/A | 8374.95 | 1.3321 | 0.09628 | 7.122% | 8783.76 | 119.219 | 2274.8529 | 1.3518 | 72127.8 | 7463.58
HPWH_Elec Base | HPWH with Elec Base |  | HPWH with Elec Base | SCG | SCE | CZ10 | 1978-1991 | CARE | Mixed-fuel | Mixed-fuel | 1279.94 | 0.384 | 3829.2347 | 6287.0748 | 1821.4752 | 359.096 | 326.6814 | N/A | 8093.1529 | 8630.9257 | 1.2873 | 1.3728 | 7362.9698 | 7853.0486 | 1.1711 | 1.2491 | N/A | N/A | N/A | N/A | 10.6635 | 11.7216 | N/A | 8108.55 | 1.2897 | 0.09176 | 6.712% | 9770.39 | 117.077 | 2540.8545 | 1.3671 | 77189.4 | 8490.45
HPWH_Elec Base | HPWH with Elec Base |  | HPWH with Elec Base | SDGE | SDGE | CZ10 | 1978-1991 | CARE | Mixed-fuel | Mixed-fuel | 1279.94 | 0.384 | 3829.2347 | 6287.0748 | 1821.4752 | 478.4903 | 735.6846 | N/A | 11586.2127 | 11502.5398 | 1.8429 | 1.8296 | 17811.4485 | 17674.6202 | 2.833 | 2.8113 | N/A | N/A | N/A | N/A | 8.0027 | 5.205 | N/A | 8108.55 | 1.2897 | 0.09176 | 6.712% | 9770.39 | 117.077 | 3494.0458 | 1.3671 | 77189.4 | 8490.45
HPWH_Elec Base | HPWH with Elec Base |  | HPWH with Elec Base | PGE | PGE | CZ11 | 1978-1991 | CARE | Mixed-fuel | Mixed-fuel | 1100.4 | 0.789 | 3829.2347 | 6287.0748 | 639.3252 | 315.7968 | 377.6328 | N/A | 7210.5804 | 7616.1887 | 1.1469 | 1.2114 | 8620.342 | 9100.1128 | 1.3711 | 1.4474 | N/A | N/A | N/A | N/A | 12.1256 | 10.1401 | N/A | 6926.4 | 1.1017 | 0.06637 | 2.482% | 11389.6 | 318.734 | 3553.5898 | 2.6739 | 114385.5 | 10289.2
HPWH_Elec Base | HPWH with Elec Base |  | HPWH with Elec Base | PGE | PGE | CZ12 | 1978-1991 | CARE | Mixed-fuel | Mixed-fuel | 1160.17 | 0.832 | 3829.2347 | 6287.0748 | 922.3752 | 334.0293 | 320.8981 | N/A | 7626.9153 | 8056.0229 | 1.2131 | 1.2814 | 7327.544 | 7740.9029 | 1.1655 | 1.2312 | N/A | N/A | N/A | N/A | 11.4638 | 11.9329 | N/A | 7209.45 | 1.1467 | 0.07117 | 2.768% | 8921.04 | 317.283 | 2803.562 | 2.5712 | 99517.05 | 7760.87
HPWH_Elec Base | HPWH with Elec Base |  | HPWH with Elec Base | PGE | SMUD | CZ12 | 1978-1991 | CARE | Mixed-fuel | Mixed-fuel | 1160.17 | 0.832 | 3829.2347 | 6287.0748 | 922.3752 | 1.5791 | 1.5791 | N/A | 47.5849 | 77.9721 | 0.0075687 | 0.012402 | 47.5849 | 77.9721 | 0.0075687 | 0.012402 | N/A | N/A | N/A | N/A | 2424.88 | 2424.88 | N/A | 7209.45 | 1.1467 | 0.07117 | 2.768% | 8921.04 | 317.283 | 500.5009 | 2.5712 | 99517.05 | 7760.87
HPWH_Elec Base | HPWH with Elec Base |  | HPWH with Elec Base | PGE | PGE | CZ13 | 1978-1991 | CARE | Mixed-fuel | Mixed-fuel | 1109.7 | 0.635 | 3829.2347 | 6287.0748 | 689.2752 | 317.8173 | 423.8778 | N/A | 7254.7652 | 7658.1766 | 1.1539 | 1.2181 | 9672.7738 | 10203.3877 | 1.5385 | 1.6229 | N/A | N/A | N/A | N/A | 12.0485 | 9.0338 | N/A | 6976.35 | 1.1096 | 0.07159 | 3.231% | 12437.4 | 235.129 | 3722.8377 | 2.2158 | 111055.5 | 11327.7
HPWH_Elec Base | HPWH with Elec Base |  | HPWH with Elec Base | SCG | SCE | CZ14 | 1978-1991 | CARE | Mixed-fuel | Mixed-fuel | 1022.18 | 0.645 | 3829.2347 | 6287.0748 | -226.4748 | 288.8857 | 359.0602 | N/A | 6515.7741 | 6960.0637 | 1.0364 | 1.107 | 8096.5494 | 8644.092 | 1.2878 | 1.3749 | N/A | N/A | N/A | N/A | 13.2552 | 10.6646 | N/A | 6060.6 | 0.96398 | 0.05148 | 1.998% | 10836.1 | 310.876 | 3142.445 | 2.5765 | 108374.85 | 9813.92
HPWH_Elec Base | HPWH with Elec Base |  | HPWH with Elec Base | SDGE | SDGE | CZ14 | 1978-1991 | CARE | Mixed-fuel | Mixed-fuel | 1022.18 | 0.645 | 3829.2347 | 6287.0748 | -226.4748 | 375.2456 | 652.4419 | N/A | 9090.7117 | 9039.7724 | 1.4459 | 1.4378 | 15800.0841 | 15691.8555 | 2.5131 | 2.4959 | N/A | N/A | N/A | N/A | 10.2046 | 5.8691 | N/A | 6060.6 | 0.96398 | 0.05148 | 1.998% | 10836.1 | 310.876 | 4168.2909 | 2.5765 | 108374.85 | 9813.92
HPWH_Elec Base | HPWH with Elec Base |  | HPWH with Elec Base | SCG | SCE | CZ15 | 1978-1991 | CARE | Mixed-fuel | Mixed-fuel | 1059.1 | 0.167 | 3829.2347 | 6287.0748 | 472.8252 | 297.1389 | 477.2129 | N/A | 6695.2835 | 7136.7502 | 1.0649 | 1.1351 | 10751.6936 | 11458.1166 | 1.7101 | 1.8225 | N/A | N/A | N/A | N/A | 12.887 | 8.0242 | N/A | 6759.9 | 1.0752 | 0.0817 | 6.051% | 17965.4 | 64.4143 | 4660.0264 | 1.3502 | 119530.35 | 16906.3
HPWH_Elec Base | HPWH with Elec Base |  | HPWH with Elec Base | PGE | PGE | CZ16 | 1978-1991 | CARE | Mixed-fuel | Mixed-fuel | 1368.77 | 1.236 | 3829.2347 | 6287.0748 | 2187.7752 | 394.4447 | 413.2011 | N/A | 9010.4635 | 9527.2184 | 1.4332 | 1.5154 | 9438.0796 | 9977.3297 | 1.5012 | 1.587 | N/A | N/A | N/A | N/A | 9.7079 | 9.2672 | N/A | 8474.85 | 1.348 | 0.09081 | 1.768% | 7869.28 | 757.403 | 3241.9465 | 5.1358 | 146936.25 | 6500.51
HPWH_Elec Base | HPWH with Elec Base |  | HPWH with Elec Base | PGE | PGE | CZ01 | 1992-2010 | CARE | Mixed-fuel | Mixed-fuel | 1343.86 | 1.809 | 3829.2347 | 6287.0748 | 2204.4252 | 389.3947 | 440.3659 | N/A | 8902.8773 | 9432.1407 | 1.4161 | 1.5002 | 10064.9401 | 10655.3353 | 1.6009 | 1.6948 | N/A | N/A | N/A | N/A | 9.8338 | 8.6956 | N/A | 8491.5 | 1.3506 | 0.09168 | 3.332% | 6792.33 | 365.701 | 2246.4771 | 2.7512 | 91475.1 | 5448.47
HPWH_Elec Base | HPWH with Elec Base |  | HPWH with Elec Base | PGE | PGE | CZ02 | 1992-2010 | CARE | Mixed-fuel | Mixed-fuel | 1156.15 | 0.852 | 3829.2347 | 6287.0748 | 872.4252 | 334.8857 | 340.0424 | N/A | 7645.7773 | 8074.2811 | 1.2161 | 1.2843 | 7763.3405 | 8198.0289 | 1.2348 | 1.3039 | N/A | N/A | N/A | N/A | 11.4345 | 11.2611 | N/A | 7159.5 | 1.1388 | 0.0694 | 3.126% | 6534.96 | 277.753 | 1978.9712 | 2.2199 | 79187.4 | 5378.81
HPWH_Elec Base | HPWH with Elec Base |  | HPWH with Elec Base | PGE | PGE | CZ03 | 1992-2010 | CARE | Mixed-fuel | Mixed-fuel | 1352.54 | 1.083 | 3829.2347 | 6287.0748 | 2337.6252 | 387.1595 | 422.1704 | N/A | 8840.2362 | 9338.0765 | 1.4061 | 1.4853 | 9638.4265 | 10178.2566 | 1.5331 | 1.6189 | N/A | N/A | N/A | N/A | 9.8906 | 9.0704 | N/A | 8624.7 | 1.3718 | 0.09687 | 5.268% | 6367.74 | 215.873 | 1878.9917 | 1.8389 | 70312.95 | 5015.2
HPWH_Elec Base | HPWH with Elec Base |  | HPWH with Elec Base | PGE | PGE | CZ04 | 1992-2010 | CARE | Mixed-fuel | Mixed-fuel | 1129.37 | 0.764 | 3829.2347 | 6287.0748 | 789.1752 | 326.1041 | 324.7065 | N/A | 7444.3138 | 7859.1971 | 1.1841 | 1.2501 | 7412.452 | 7825.6591 | 1.179 | 1.2447 | N/A | N/A | N/A | N/A | 11.7424 | 11.7929 | N/A | 7076.25 | 1.1255 | 0.06804 | 3.223% | 7020.68 | 255.645 | 2110.7551 | 2.1113 | 79903.35 | 5891.31
HPWH_Elec Base | HPWH with Elec Base |  | HPWH with Elec Base | CPAU | CPAU | CZ04 | 1992-2010 | CARE | Mixed-fuel | Mixed-fuel | 1129.37 | 0.764 | 3829.2347 | 6287.0748 | 789.1752 | 0 | 0 | N/A | 0 | 0 | 0 | 0 | 0 | 0 | 0 | 0 | N/A | N/A | N/A | N/A | #DIV/0! | #DIV/0! | N/A | 7076.25 | 1.1255 | 0.06804 | 3.223% | 7020.68 | 255.645 | 0 | 2.1113 | 79903.35 | 5891.31
HPWH_Elec Base | HPWH with Elec Base |  | HPWH with Elec Base | PGE | PGE | CZ05 | 1992-2010 | CARE | Mixed-fuel | Mixed-fuel | 1341.44 | 1.121 | 3829.2347 | 6287.0748 | 2104.5252 | 384.4209 | 420.8842 | N/A | 8777.7197 | 9272.0764 | 1.3962 | 1.4748 | 9609.024 | 10147.1126 | 1.5284 | 1.614 | N/A | N/A | N/A | N/A | 9.961 | 9.0981 | N/A | 8391.6 | 1.3347 | 0.09445 | 5.348% | 6386.91 | 203.373 | 1861.4528 | 1.7662 | 68498.1 | 5045.47
HPWH_Elec Base | HPWH with Elec Base |  | HPWH with Elec Base | SCG | PGE | CZ05 | 1992-2010 | CARE | Mixed-fuel | Mixed-fuel | 1341.44 | 1.121 | 3829.2347 | 6287.0748 | 2104.5252 | 384.1345 | 420.5978 | N/A | 8769.0887 | 9257.9339 | 1.3948 | 1.4725 | 9600.3931 | 10132.97 | 1.527 | 1.6117 | N/A | N/A | N/A | N/A | 9.9685 | 9.1043 | N/A | 8391.6 | 1.3347 | 0.09445 | 5.348% | 6386.91 | 203.373 | 1851.0479 | 1.7662 | 68498.1 | 5045.47
HPWH_Elec Base | HPWH with Elec Base |  | HPWH with Elec Base | SCG | SCE | CZ06 | 1992-2010 | CARE | Mixed-fuel | Mixed-fuel | 1390.04 | 0.2537 | 3829.2347 | 6287.0748 | 2554.0752 | 388.9594 | 296.8828 | N/A | 8764.5045 | 9343.0362 | 1.3941 | 1.4861 | 6690.3545 | 7133.407 | 1.0641 | 1.1346 | N/A | N/A | N/A | N/A | 9.8448 | 12.8981 | N/A | 8841.15 | 1.4062 | 0.10399 | 10.73% | 6105.24 | 73.3606 | 1427.9422 | 0.96911 | 50099.85 | 4715.2
HPWH_Elec Base | HPWH with Elec Base |  | HPWH with Elec Base | SDGE | SDGE | CZ07 | 1992-2010 | CARE | Mixed-fuel | Mixed-fuel | 1373.37 | 0.2403 | 3829.2347 | 6287.0748 | 2520.7752 | 510.7585 | 519.6412 | N/A | 12365.2976 | 12268.5607 | 1.9668 | 1.9514 | 12580.2968 | 12481.7241 | 2.001 | 1.9853 | N/A | N/A | N/A | N/A | 7.4972 | 7.369 | N/A | 8807.85 | 1.4009 | 0.10296 | 10.95% | 6210.04 | 67.6832 | 1940.3782 | 0.94071 | 50965.65 | 4836.67
HPWH_Elec Base | HPWH with Elec Base |  | HPWH with Elec Base | SCG | SCE | CZ08 | 1992-2010 | CARE | Mixed-fuel | Mixed-fuel | 1329.39 | 0.3302 | 3829.2347 | 6287.0748 | 2137.8252 | 373.6708 | 320.77 | N/A | 8420.978 | 8979.0468 | 1.3394 | 1.4282 | 7229.3154 | 7709.5473 | 1.1499 | 1.2263 | N/A | N/A | N/A | N/A | 10.2476 | 11.9376 | N/A | 8424.9 | 1.34 | 0.098282 | 9.154% | 7273.37 | 82.2275 | 1814.1316 | 1.0736 | 58358.25 | 5943.98
HPWH_Elec Base | HPWH with Elec Base |  | HPWH with Elec Base | SCG | SCE | CZ09 | 1992-2010 | CARE | Mixed-fuel | Mixed-fuel | 1322.25 | 0.342 | 3829.2347 | 6287.0748 | 2087.8752 | 372.2397 | 264.7886 | N/A | 8388.8505 | 8945.0713 | 1.3343 | 1.4228 | 5968.3676 | 6366.4874 | 0.94931 | 1.0126 | N/A | N/A | N/A | N/A | 10.287 | 14.4615 | N/A | 8374.95 | 1.3321 | 0.09615 | 8.034% | 7213.67 | 102.436 | 1769.8154 | 1.1968 | 60889.05 | 5891.42
HPWH_Elec Base | HPWH with Elec Base |  | HPWH with Elec Base | SCG | SCE | CZ10 | 1992-2010 | CARE | Mixed-fuel | Mixed-fuel | 1281.65 | 0.347 | 3829.2347 | 6287.0748 | 1821.4752 | 358.5206 | 250.952 | N/A | 8079.7912 | 8615.7864 | 1.2851 | 1.3704 | 5656.6635 | 6034.385 | 0.89973 | 0.95981 | N/A | N/A | N/A | N/A | 10.6807 | 15.2588 | N/A | 8108.55 | 1.2897 | 0.09145 | 7.598% | 7737.28 | 100.653 | 1902.0054 | 1.2036 | 63586.35 | 6455.63
HPWH_Elec Base | HPWH with Elec Base |  | HPWH with Elec Base | SDGE | SDGE | CZ10 | 1992-2010 | CARE | Mixed-fuel | Mixed-fuel | 1281.65 | 0.347 | 3829.2347 | 6287.0748 | 1821.4752 | 477.9631 | 580.8176 | N/A | 11573.0013 | 11487.9567 | 1.8408 | 1.8272 | 14062.535 | 13956.2331 | 2.2367 | 2.2198 | N/A | N/A | N/A | N/A | 8.0116 | 6.5928 | N/A | 8108.55 | 1.2897 | 0.09145 | 7.598% | 7737.28 | 100.653 | 2625.5021 | 1.2036 | 63586.35 | 6455.63
HPWH_Elec Base | HPWH with Elec Base |  | HPWH with Elec Base | PGE | PGE | CZ11 | 1992-2010 | CARE | Mixed-fuel | Mixed-fuel | 1102.17 | 0.654 | 3829.2347 | 6287.0748 | 655.9752 | 316.0776 | 295.7578 | N/A | 7215.0905 | 7616.3829 | 1.1476 | 1.2114 | 6751.8314 | 7128.7534 | 1.0739 | 1.1339 | N/A | N/A | N/A | N/A | 12.1149 | 12.9472 | N/A | 6943.05 | 1.1043 | 0.0657 | 3.006% | 8745.81 | 254.352 | 2599.3699 | 2.1853 | 90609.3 | 7643.64
HPWH_Elec Base | HPWH with Elec Base |  | HPWH with Elec Base | PGE | PGE | CZ12 | 1992-2010 | CARE | Mixed-fuel | Mixed-fuel | 1161.65 | 0.722 | 3829.2347 | 6287.0748 | 855.7752 | 334.2559 | 289.4088 | N/A | 7630.4285 | 8055.7442 | 1.2137 | 1.2813 | 6607.9869 | 6979.5157 | 1.051 | 1.1101 | N/A | N/A | N/A | N/A | 11.456 | 13.2312 | N/A | 7142.85 | 1.1361 | 0.07057 | 3.278% | 7335.65 | 258.809 | 2181.5271 | 2.153 | 82450.8 | 6174
HPWH_Elec Base | HPWH with Elec Base |  | HPWH with Elec Base | PGE | SMUD | CZ12 | 1992-2010 | CARE | Mixed-fuel | Mixed-fuel | 1161.65 | 0.722 | 3829.2347 | 6287.0748 | 855.7752 | 1.3539 | 1.3539 | N/A | 40.7983 | 66.8517 | 0.0064892 | 0.010633 | 40.7983 | 66.8517 | 0.0064892 | 0.010633 | N/A | N/A | N/A | N/A | 2828.2422 | 2828.2422 | N/A | 7142.85 | 1.1361 | 0.07057 | 3.278% | 7335.65 | 258.809 | 386.5385 | 2.153 | 82450.8 | 6174
HPWH_Elec Base | HPWH with Elec Base |  | HPWH with Elec Base | PGE | PGE | CZ13 | 1992-2010 | CARE | Mixed-fuel | Mixed-fuel | 1111.83 | 0.556 | 3829.2347 | 6287.0748 | 739.2252 | 318.1433 | 317.39 | N/A | 7260.0801 | 7658.6731 | 1.1548 | 1.2182 | 7242.9067 | 7640.5963 | 1.152 | 1.2153 | N/A | N/A | N/A | N/A | 12.0362 | 12.0648 | N/A | 7026.3 | 1.1176 | 0.0712 | 3.881% | 9272.68 | 191.308 | 2650.5853 | 1.8345 | 86496.75 | 8160.85
HPWH_Elec Base | HPWH with Elec Base |  | HPWH with Elec Base | SCG | SCE | CZ14 | 1992-2010 | CARE | Mixed-fuel | Mixed-fuel | 1023.92 | 0.654 | 3829.2347 | 6287.0748 | -209.8248 | 289.4277 | 257.5997 | N/A | 6527.7837 | 6972.4044 | 1.0383 | 1.109 | 5810.8145 | 6208.6043 | 0.92425 | 0.98752 | N/A | N/A | N/A | N/A | 13.2304 | 14.8651 | N/A | 6077.25 | 0.96663 | 0.05151 | 2.385% | 8452.76 | 254.836 | 2334.0178 | 2.1601 | 87562.35 | 7428.84
HPWH_Elec Base | HPWH with Elec Base |  | HPWH with Elec Base | SDGE | SDGE | CZ14 | 1992-2010 | CARE | Mixed-fuel | Mixed-fuel | 1023.92 | 0.654 | 3829.2347 | 6287.0748 | -209.8248 | 357.2407 | 468.7695 | N/A | 8654.8789 | 8607.5467 | 1.3766 | 1.3691 | 11354.3674 | 11283.9851 | 1.806 | 1.7948 | N/A | N/A | N/A | N/A | 10.7189 | 8.1687 | N/A | 6077.25 | 0.96663 | 0.05151 | 2.385% | 8452.76 | 254.836 | 3089.0968 | 2.1601 | 87562.35 | 7428.84
HPWH_Elec Base | HPWH with Elec Base |  | HPWH with Elec Base | SCG | SCE | CZ15 | 1992-2010 | CARE | Mixed-fuel | Mixed-fuel | 1061.4 | 0.1366 | 3829.2347 | 6287.0748 | 489.4752 | 293.789 | 235.5041 | N/A | 6619.4922 | 7055.2607 | 1.0529 | 1.1222 | 5306.5455 | 5656.555 | 0.84404 | 0.89971 | N/A | N/A | N/A | N/A | 13.034 | 16.2597 | N/A | 6776.55 | 1.0779 | 0.08162 | 7.276% | 12302.5 | 56.7823 | 3002.8084 | 1.1217 | 85780.8 | 11241.1
HPWH_Elec Base | HPWH with Elec Base |  | HPWH with Elec Base | PGE | PGE | CZ16 | 1992-2010 | CARE | Mixed-fuel | Mixed-fuel | 1369.77 | 1.038 | 3829.2347 | 6287.0748 | 2171.1252 | 394.2888 | 390.3668 | N/A | 9003.26 | 9510.8489 | 1.432 | 1.5128 | 8913.8435 | 9416.7286 | 1.4178 | 1.4978 | N/A | N/A | N/A | N/A | 9.7118 | 9.8093 | N/A | 8458.2 | 1.3453 | 0.08972 | 2.672% | 7312.87 | 462.505 | 2505.3826 | 3.3582 | 106526.7 | 5943.1
HPWH_HighEfficiency_Elec Base | High Efficiency HPWH with Elec Base |  | High Efficiency HPWH with Elec Base | PGE | PGE | CZ01 | Pre1978 | Std | Mixed-fuel | Mixed-fuel | 1775.95 | 3.369 | 4690.0551 | 7700.4231 | 4121.0769 | 787.1974 | 868.2005 | N/A | 18006.9118 | 19098.8094 | 2.3384 | 2.4802 | 19853.6531 | 21042.7009 | 2.5783 | 2.7327 | N/A | N/A | N/A | N/A | 5.9579 | 5.402 | N/A | 11821.5 | 1.5352 | 0.14675 | 2.709% | 7200.79 | 812.541 | 4624.3145 | 5.4161 | 149317.2 | 5424.84
HPWH_HighEfficiency_Elec Base | High Efficiency HPWH with Elec Base |  | High Efficiency HPWH with Elec Base | PGE | PGE | CZ02 | Pre1978 | Std | Mixed-fuel | Mixed-fuel | 1530.81 | 1.556 | 4690.0551 | 7700.4231 | 2222.9769 | 676.2329 | 673.7481 | N/A | 15445.2406 | 16325.6837 | 2.0058 | 2.1201 | 15388.5918 | 16266.0548 | 1.9984 | 2.1124 | N/A | N/A | N/A | N/A | 6.9356 | 6.9611 | N/A | 9923.4 | 1.2887 | 0.11215 | 3.523% | 7317.95 | 431.98 | 3741.7283 | 3.1838 | 103346.55 | 5787.14
HPWH_HighEfficiency_Elec Base | High Efficiency HPWH with Elec Base |  | High Efficiency HPWH with Elec Base | PGE | PGE | CZ03 | Pre1978 | Std | Mixed-fuel | Mixed-fuel | 1666.35 | 1.861 | 4690.0551 | 7700.4231 | 3338.5269 | 732.3699 | 773.9152 | N/A | 16730.0096 | 17689.9207 | 2.1726 | 2.2973 | 17677.1754 | 18686.9133 | 2.2956 | 2.4267 | N/A | N/A | N/A | N/A | 6.4039 | 6.0602 | N/A | 11038.95 | 1.4336 | 0.13753 | 5.349% | 6574.2 | 336.215 | 3241.2053 | 2.5712 | 87112.8 | 4907.85
HPWH_HighEfficiency_Elec Base | High Efficiency HPWH with Elec Base |  | High Efficiency HPWH with Elec Base | PGE | PGE | CZ04 | Pre1978 | Std | Mixed-fuel | Mixed-fuel | 1449.26 | 1.404 | 4690.0551 | 7700.4231 | 1656.8769 | 638.7744 | 677.9778 | N/A | 14588.098 | 15415.8688 | 1.8945 | 2.002 | 15481.8737 | 16356.6627 | 2.0105 | 2.1241 | N/A | N/A | N/A | N/A | 7.3423 | 6.9177 | N/A | 9357.3 | 1.2152 | 0.10611 | 3.416% | 9307.18 | 407.207 | 4690.5853 | 3.1065 | 112903.65 | 7857.92
HPWH_HighEfficiency_Elec Base | High Efficiency HPWH with Elec Base |  | High Efficiency HPWH with Elec Base | CPAU | CPAU | CZ04 | Pre1978 | Std | Mixed-fuel | Mixed-fuel | 1449.26 | 1.404 | 4690.0551 | 7700.4231 | 1656.8769 | 360.7347 | 360.7347 | N/A | 8247.3217 | 8736.9114 | 1.071 | 1.1346 | 8247.3217 | 8736.9114 | 1.071 | 1.1346 | N/A | N/A | N/A | N/A | 13.0014 | 13.0014 | N/A | 9357.3 | 1.2152 | 0.10611 | 3.416% | 9307.18 | 407.207 | 2916.6445 | 3.1065 | 112903.65 | 7857.92
HPWH_HighEfficiency_Elec Base | High Efficiency HPWH with Elec Base |  | High Efficiency HPWH with Elec Base | PGE | PGE | CZ05 | Pre1978 | Std | Mixed-fuel | Mixed-fuel | 1657.37 | 1.892 | 4690.0551 | 7700.4231 | 3055.4769 | 729.6942 | 775.7332 | N/A | 16669.0337 | 17625.7978 | 2.1647 | 2.2889 | 17718.6497 | 18730.6302 | 2.301 | 2.4324 | N/A | N/A | N/A | N/A | 6.4274 | 6.046 | N/A | 10755.9 | 1.3968 | 0.13413 | 5.496% | 6586.85 | 314.16 | 3183.7977 | 2.4405 | 83849.4 | 4929.48
HPWH_HighEfficiency_Elec Base | High Efficiency HPWH with Elec Base |  | High Efficiency HPWH with Elec Base | SCG | PGE | CZ05 | Pre1978 | Std | Mixed-fuel | Mixed-fuel | 1657.37 | 1.892 | 4690.0551 | 7700.4231 | 3055.4769 | 728.9032 | 774.9422 | N/A | 16645.1967 | 17586.7388 | 2.1616 | 2.2839 | 17694.8127 | 18691.5712 | 2.2979 | 2.4273 | N/A | N/A | N/A | N/A | 6.4344 | 6.0521 | N/A | 10755.9 | 1.3968 | 0.13413 | 5.496% | 6586.85 | 314.16 | 3122.3123 | 2.4405 | 83849.4 | 4929.48
HPWH_HighEfficiency_Elec Base | High Efficiency HPWH with Elec Base |  | High Efficiency HPWH with Elec Base | SCG | SCE | CZ06 | Pre1978 | Std | Mixed-fuel | Mixed-fuel | 1547.66 | 0.507 | 4690.0551 | 7700.4231 | 2306.2269 | 644.5009 | 540.6954 | N/A | 14524.9967 | 15489.041 | 1.8863 | 2.0115 | 12186.6363 | 12997.9438 | 1.5826 | 1.688 | N/A | N/A | N/A | N/A | 7.277 | 8.6741 | N/A | 10006.65 | 1.2995 | 0.12401 | 10.17% | 7055.6 | 109.051 | 2679.6307 | 1.2195 | 60206.4 | 5507.94
HPWH_HighEfficiency_Elec Base | High Efficiency HPWH with Elec Base |  | High Efficiency HPWH with Elec Base | SDGE | SDGE | CZ07 | Pre1978 | Std | Mixed-fuel | Mixed-fuel | 1523.99 | 0.4817 | 4690.0551 | 7700.4231 | 2189.6769 | 871.2241 | 994.3977 | N/A | 21094.607 | 20937.9786 | 2.7394 | 2.7191 | 24075.9498 | 23893.8646 | 3.1266 | 3.1029 | N/A | N/A | N/A | N/A | 5.3833 | 4.7165 | N/A | 9890.1 | 1.2844 | 0.12223 | 10.5% | 7388.75 | 97.4705 | 3902.7717 | 1.1637 | 62221.05 | 5864.76
HPWH_HighEfficiency_Elec Base | High Efficiency HPWH with Elec Base |  | High Efficiency HPWH with Elec Base | SCG | SCE | CZ08 | Pre1978 | Std | Mixed-fuel | Mixed-fuel | 1491.52 | 0.606 | 4690.0551 | 7700.4231 | 1989.8769 | 623.3593 | 671.9049 | N/A | 14050.2475 | 14986.6741 | 1.8246 | 1.9462 | 15143.8024 | 16151.6578 | 1.9666 | 2.0975 | N/A | N/A | N/A | N/A | 7.5238 | 6.9802 | N/A | 9690.3 | 1.2584 | 0.12035 | 8.543% | 9864.2 | 124.723 | 3981.5082 | 1.4087 | 78404.85 | 8372.68
HPWH_HighEfficiency_Elec Base | High Efficiency HPWH with Elec Base |  | High Efficiency HPWH with Elec Base | SCG | SCE | CZ09 | Pre1978 | Std | Mixed-fuel | Mixed-fuel | 1492.67 | 0.651 | 4690.0551 | 7700.4231 | 1973.2269 | 625.1394 | 581.3608 | N/A | 14090.9039 | 15031.2504 | 1.8299 | 1.952 | 13104.7305 | 13980.6622 | 1.7018 | 1.8156 | N/A | N/A | N/A | N/A | 7.5024 | 8.0674 | N/A | 9673.65 | 1.2562 | 0.11935 | 7.396% | 9730.7 | 157.936 | 3911.5009 | 1.6138 | 82550.7 | 8238.03
HPWH_HighEfficiency_Elec Base | High Efficiency HPWH with Elec Base |  | High Efficiency HPWH with Elec Base | SCG | SCE | CZ10 | Pre1978 | Std | Mixed-fuel | Mixed-fuel | 1464.89 | 0.654 | 4690.0551 | 7700.4231 | 1790.0769 | 611.7168 | 617.9525 | N/A | 13788.4579 | 14708.8625 | 1.7906 | 1.9101 | 13928.9257 | 14858.5054 | 1.8089 | 1.9296 | N/A | N/A | N/A | N/A | 7.667 | 7.5897 | N/A | 9490.5 | 1.2325 | 0.11684 | 7.115% | 11004.6 | 156.916 | 4431.6478 | 1.6422 | 89244 | 9539.71
HPWH_HighEfficiency_Elec Base | High Efficiency HPWH with Elec Base |  | High Efficiency HPWH with Elec Base | SDGE | SDGE | CZ10 | Pre1978 | Std | Mixed-fuel | Mixed-fuel | 1464.89 | 0.654 | 4690.0551 | 7700.4231 | 1790.0769 | 840.8135 | 1359.0559 | N/A | 20361.5945 | 20221.2865 | 2.6442 | 2.626 | 32905.3452 | 32657.93 | 4.2732 | 4.2411 | N/A | N/A | N/A | N/A | 5.578 | 3.451 | N/A | 9490.5 | 1.2325 | 0.11684 | 7.115% | 11004.6 | 156.916 | 6279.6131 | 1.6422 | 89244 | 9539.71
HPWH_HighEfficiency_Elec Base | High Efficiency HPWH with Elec Base |  | High Efficiency HPWH with Elec Base | PGE | PGE | CZ11 | Pre1978 | Std | Mixed-fuel | Mixed-fuel | 1374.7 | 1.232 | 4690.0551 | 7700.4231 | 1174.0269 | 603.3415 | 757.0719 | N/A | 13778.022 | 14557.7287 | 1.7893 | 1.8905 | 17282.8266 | 18246.9081 | 2.2444 | 2.3696 | N/A | N/A | N/A | N/A | 7.7735 | 6.195 | N/A | 8874.45 | 1.1525 | 0.10011 | 2.969% | 13013.7 | 425.589 | 6429.8134 | 3.3723 | 137612.25 | 11639
HPWH_HighEfficiency_Elec Base | High Efficiency HPWH with Elec Base |  | High Efficiency HPWH with Elec Base | PGE | PGE | CZ12 | Pre1978 | Std | Mixed-fuel | Mixed-fuel | 1465.15 | 1.443 | 4690.0551 | 7700.4231 | 1673.5269 | 644.4611 | 639.4269 | N/A | 14718.7671 | 15555.8727 | 1.9114 | 2.0201 | 14603.9971 | 15435.0652 | 1.8965 | 2.0044 | N/A | N/A | N/A | N/A | 7.2775 | 7.3348 | N/A | 9373.95 | 1.2173 | 0.10852 | 3.395% | 9960.86 | 415.25 | 4972.1255 | 3.1969 | 118248.3 | 8495.71
HPWH_HighEfficiency_Elec Base | High Efficiency HPWH with Elec Base |  | High Efficiency HPWH with Elec Base | PGE | SMUD | CZ12 | Pre1978 | Std | Mixed-fuel | Mixed-fuel | 1465.15 | 1.443 | 4690.0551 | 7700.4231 | 1673.5269 | 201.1392 | 201.1392 | N/A | 4611.7411 | 4917.1535 | 0.59889 | 0.63856 | 4611.7411 | 4917.1535 | 0.59889 | 0.63856 | N/A | N/A | N/A | N/A | 23.3175 | 23.3175 | N/A | 9373.95 | 1.2173 | 0.10852 | 3.395% | 9960.86 | 415.25 | 2731.2492 | 3.1969 | 118248.3 | 8495.71
HPWH_HighEfficiency_Elec Base | High Efficiency HPWH with Elec Base |  | High Efficiency HPWH with Elec Base | PGE | PGE | CZ13 | Pre1978 | Std | Mixed-fuel | Mixed-fuel | 1361.6 | 1.121 | 4690.0551 | 7700.4231 | 1107.4269 | 596.6349 | 836.5217 | N/A | 13622.4532 | 14387.5514 | 1.7691 | 1.8684 | 19091.4875 | 20144.2914 | 2.4793 | 2.616 | N/A | N/A | N/A | N/A | 7.8608 | 5.6066 | N/A | 8807.85 | 1.1438 | 0.10448 | 3.835% | 14282.9 | 308.663 | 6746.4872 | 2.7241 | 131634.9 | 12921.3
HPWH_HighEfficiency_Elec Base | High Efficiency HPWH with Elec Base |  | High Efficiency HPWH with Elec Base | SCG | SCE | CZ14 | Pre1978 | Std | Mixed-fuel | Mixed-fuel | 1324.6 | 1.226 | 4690.0551 | 7700.4231 | 591.2769 | 556.2422 | 733.0847 | N/A | 12550.5964 | 13416.8928 | 1.6299 | 1.7424 | 16534.2129 | 17660.7109 | 2.1472 | 2.2935 | N/A | N/A | N/A | N/A | 8.4317 | 6.3977 | N/A | 8291.7 | 1.0768 | 0.08846 | 2.702% | 12322.5 | 419.833 | 5532.7098 | 3.274 | 130819.05 | 10997.9
HPWH_HighEfficiency_Elec Base | High Efficiency HPWH with Elec Base |  | High Efficiency HPWH with Elec Base | SDGE | SDGE | CZ14 | Pre1978 | Std | Mixed-fuel | Mixed-fuel | 1324.6 | 1.226 | 4690.0551 | 7700.4231 | 591.2769 | 742.6328 | 1311.4082 | N/A | 17994.5085 | 17905.0614 | 2.3368 | 2.3252 | 31761.3797 | 31554.3815 | 4.1246 | 4.0977 | N/A | N/A | N/A | N/A | 6.3154 | 3.5764 | N/A | 8291.7 | 1.0768 | 0.08846 | 2.702% | 12322.5 | 419.833 | 7534.0451 | 3.274 | 130819.05 | 10997.9
HPWH_HighEfficiency_Elec Base | High Efficiency HPWH with Elec Base |  | High Efficiency HPWH with Elec Base | SCG | SCE | CZ15 | Pre1978 | Std | Mixed-fuel | Mixed-fuel | 1174.5 | 0.2985 | 4690.0551 | 7700.4231 | -58.0731 | 489.7558 | 954.0389 | N/A | 11036.5304 | 11766.7611 | 1.4332 | 1.5281 | 21495.1384 | 22908.5038 | 2.7914 | 2.975 | N/A | N/A | N/A | N/A | 9.5763 | 4.916 | N/A | 7642.35 | 0.99246 | 0.09689 | 6.189% | 21225.3 | 83.4367 | 8416.8488 | 1.5655 | 140908.95 | 20050.8
HPWH_HighEfficiency_Elec Base | High Efficiency HPWH with Elec Base |  | High Efficiency HPWH with Elec Base | PGE | PGE | CZ16 | Pre1978 | Std | Mixed-fuel | Mixed-fuel | 1581.08 | 1.965 | 4690.0551 | 7700.4231 | 2189.6769 | 699.0233 | 736.7384 | N/A | 15972.3215 | 16898.5366 | 2.0742 | 2.1945 | 16832.1638 | 17803.612 | 2.1859 | 2.312 | N/A | N/A | N/A | N/A | 6.7094 | 6.366 | N/A | 9890.1 | 1.2844 | 0.11273 | 1.789% | 8393.95 | 949.56 | 5414.5555 | 6.3007 | 174208.95 | 6812.87
HPWH_HighEfficiency_Elec Base | High Efficiency HPWH with Elec Base |  | High Efficiency HPWH with Elec Base | PGE | PGE | CZ01 | 1978-1991 | Std | Mixed-fuel | Mixed-fuel | 1773.9 | 2.683 | 4690.0551 | 7700.4231 | 4004.5269 | 784.6144 | 848.4875 | N/A | 17935.3692 | 18993.0386 | 2.3291 | 2.4665 | 19391.5738 | 20525.8486 | 2.5182 | 2.6655 | N/A | N/A | N/A | N/A | 5.9775 | 5.5275 | N/A | 11704.95 | 1.52 | 0.14249 | 3.239% | 7038.15 | 642.198 | 4134.4968 | 4.3987 | 127156.05 | 5264.25
HPWH_HighEfficiency_Elec Base | High Efficiency HPWH with Elec Base |  | High Efficiency HPWH with Elec Base | PGE | PGE | CZ02 | 1978-1991 | Std | Mixed-fuel | Mixed-fuel | 1531.57 | 1.169 | 4690.0551 | 7700.4231 | 2222.9769 | 675.6143 | 657.3779 | N/A | 15423.219 | 16283.439 | 2.0029 | 2.1146 | 15007.4587 | 15845.8072 | 1.9489 | 2.0578 | N/A | N/A | N/A | N/A | 6.9419 | 7.1345 | N/A | 9923.4 | 1.2887 | 0.10974 | 4.269% | 6870.56 | 332.594 | 3282.2955 | 2.5707 | 88261.65 | 5338.99
HPWH_HighEfficiency_Elec Base | High Efficiency HPWH with Elec Base |  | High Efficiency HPWH with Elec Base | PGE | PGE | CZ03 | 1978-1991 | Std | Mixed-fuel | Mixed-fuel | 1666.52 | 1.322 | 4690.0551 | 7700.4231 | 3271.9269 | 731.0185 | 762.0923 | N/A | 16688.6704 | 17621.0578 | 2.1672 | 2.2883 | 17397.104 | 18366.7594 | 2.2592 | 2.3852 | N/A | N/A | N/A | N/A | 6.4158 | 6.1542 | N/A | 10972.35 | 1.4249 | 0.13448 | 6.493% | 6448.24 | 253.446 | 2987.3177 | 2.0712 | 75774.15 | 4781.72
HPWH_HighEfficiency_Elec Base | High Efficiency HPWH with Elec Base |  | High Efficiency HPWH with Elec Base | PGE | PGE | CZ04 | 1978-1991 | Std | Mixed-fuel | Mixed-fuel | 1450.76 | 1.061 | 4690.0551 | 7700.4231 | 1573.6269 | 638.6874 | 638.6089 | N/A | 14579.3408 | 15390.3445 | 1.8933 | 1.9986 | 14577.5519 | 15388.4615 | 1.8931 | 1.9984 | N/A | N/A | N/A | N/A | 7.3433 | 7.3442 | N/A | 9274.05 | 1.2044 | 0.10379 | 4.185% | 8341.43 | 308.038 | 3982.9374 | 2.4802 | 94572 | 6890.67
HPWH_HighEfficiency_Elec Base | High Efficiency HPWH with Elec Base |  | High Efficiency HPWH with Elec Base | CPAU | CPAU | CZ04 | 1978-1991 | Std | Mixed-fuel | Mixed-fuel | 1450.76 | 1.061 | 4690.0551 | 7700.4231 | 1573.6269 | 360.3389 | 360.3389 | N/A | 8232.6851 | 8707.9936 | 1.0691 | 1.1308 | 8232.6851 | 8707.9936 | 1.0691 | 1.1308 | N/A | N/A | N/A | N/A | 13.0157 | 13.0157 | N/A | 9274.05 | 1.2044 | 0.10379 | 4.185% | 8341.43 | 308.038 | 2443.3339 | 2.4802 | 94572 | 6890.67
HPWH_HighEfficiency_Elec Base | High Efficiency HPWH with Elec Base |  | High Efficiency HPWH with Elec Base | PGE | PGE | CZ05 | 1978-1991 | Std | Mixed-fuel | Mixed-fuel | 1655.72 | 1.42 | 4690.0551 | 7700.4231 | 3005.5269 | 727.6445 | 762.149 | N/A | 16612.3395 | 17542.1341 | 2.1573 | 2.2781 | 17398.9875 | 18370.1647 | 2.2595 | 2.3856 | N/A | N/A | N/A | N/A | 6.4455 | 6.1537 | N/A | 10705.95 | 1.3903 | 0.13098 | 6.698% | 6465.53 | 233.75 | 2942.5714 | 1.9555 | 72943.65 | 4809.81
HPWH_HighEfficiency_Elec Base | High Efficiency HPWH with Elec Base |  | High Efficiency HPWH with Elec Base | SCG | PGE | CZ05 | 1978-1991 | Std | Mixed-fuel | Mixed-fuel | 1655.72 | 1.42 | 4690.0551 | 7700.4231 | 3005.5269 | 727.0015 | 761.506 | N/A | 16592.9639 | 17510.3855 | 2.1548 | 2.274 | 17379.6119 | 18338.4161 | 2.257 | 2.3815 | N/A | N/A | N/A | N/A | 6.4512 | 6.1589 | N/A | 10705.95 | 1.3903 | 0.13098 | 6.698% | 6465.53 | 233.75 | 2918.6372 | 1.9555 | 72943.65 | 4809.81
HPWH_HighEfficiency_Elec Base | High Efficiency HPWH with Elec Base |  | High Efficiency HPWH with Elec Base | SCG | SCE | CZ06 | 1978-1991 | Std | Mixed-fuel | Mixed-fuel | 1550.31 | 0.326 | 4690.0551 | 7700.4231 | 2339.5269 | 645.3836 | 519.0607 | N/A | 14542.5051 | 15502.2995 | 1.8885 | 2.0132 | 11696.9105 | 12470.8366 | 1.519 | 1.6195 | N/A | N/A | N/A | N/A | 7.2671 | 9.0357 | N/A | 10039.95 | 1.3038 | 0.12297 | 11.88% | 6582.27 | 81.1418 | 2409.7805 | 1.0348 | 53929.35 | 5031.96
HPWH_HighEfficiency_Elec Base | High Efficiency HPWH with Elec Base |  | High Efficiency HPWH with Elec Base | SDGE | SDGE | CZ07 | 1978-1991 | Std | Mixed-fuel | Mixed-fuel | 1526.18 | 0.324 | 4690.0551 | 7700.4231 | 2173.0269 | 869.7029 | 935.0625 | N/A | 21055.2587 | 20890.656 | 2.7343 | 2.7129 | 22637.2505 | 22459.1396 | 2.9397 | 2.9166 | N/A | N/A | N/A | N/A | 5.3927 | 5.0158 | N/A | 9873.45 | 1.2822 | 0.12123 | 12.09% | 6870.32 | 73.68 | 3497.2607 | 1.0027 | 55894.05 | 5344.14
HPWH_HighEfficiency_Elec Base | High Efficiency HPWH with Elec Base |  | High Efficiency HPWH with Elec Base | SCG | SCE | CZ08 | 1978-1991 | Std | Mixed-fuel | Mixed-fuel | 1493.59 | 0.4386 | 4690.0551 | 7700.4231 | 1989.8769 | 623.8985 | 617.3889 | N/A | 14060.1409 | 14992.1012 | 1.8259 | 1.9469 | 13913.5039 | 14835.8862 | 1.8068 | 1.9266 | N/A | N/A | N/A | N/A | 7.5173 | 7.5966 | N/A | 9690.3 | 1.2584 | 0.11941 | 10.02% | 8907.32 | 93.2702 | 3500.3372 | 1.1921 | 69014.25 | 7413.73
HPWH_HighEfficiency_Elec Base | High Efficiency HPWH with Elec Base |  | High Efficiency HPWH with Elec Base | SCG | SCE | CZ09 | 1978-1991 | Std | Mixed-fuel | Mixed-fuel | 1494.19 | 0.467 | 4690.0551 | 7700.4231 | 1956.5769 | 624.8871 | 529.2666 | N/A | 14082.7543 | 15016.9684 | 1.8288 | 1.9501 | 11928.7709 | 12722.2912 | 1.5491 | 1.6522 | N/A | N/A | N/A | N/A | 7.5054 | 8.8614 | N/A | 9657 | 1.2541 | 0.11814 | 8.739% | 8783.76 | 119.219 | 3417.6162 | 1.3518 | 72127.8 | 7289.57
HPWH_HighEfficiency_Elec Base | High Efficiency HPWH with Elec Base |  | High Efficiency HPWH with Elec Base | SCG | SCE | CZ10 | 1978-1991 | Std | Mixed-fuel | Mixed-fuel | 1467.29 | 0.466 | 4690.0551 | 7700.4231 | 1756.7769 | 612.0935 | 546.5898 | N/A | 13794.4558 | 14709.6009 | 1.7914 | 1.9102 | 12318.8945 | 13137.659 | 1.5998 | 1.7061 | N/A | N/A | N/A | N/A | 7.6623 | 8.5806 | N/A | 9457.2 | 1.2281 | 0.11566 | 8.46% | 9770.39 | 117.077 | 3812.5455 | 1.3671 | 77189.4 | 8303.1
HPWH_HighEfficiency_Elec Base | High Efficiency HPWH with Elec Base |  | High Efficiency HPWH with Elec Base | SDGE | SDGE | CZ10 | 1978-1991 | Std | Mixed-fuel | Mixed-fuel | 1467.29 | 0.466 | 4690.0551 | 7700.4231 | 1756.7769 | 841.4185 | 1208.383 | N/A | 20373.1717 | 20222.6812 | 2.6457 | 2.6262 | 29255.3303 | 29028.9978 | 3.7992 | 3.7698 | N/A | N/A | N/A | N/A | 5.574 | 3.8813 | N/A | 9457.2 | 1.2281 | 0.11566 | 8.46% | 9770.39 | 117.077 | 5403.6525 | 1.3671 | 77189.4 | 8303.1
HPWH_HighEfficiency_Elec Base | High Efficiency HPWH with Elec Base |  | High Efficiency HPWH with Elec Base | PGE | PGE | CZ11 | 1978-1991 | Std | Mixed-fuel | Mixed-fuel | 1376.6 | 0.976 | 4690.0551 | 7700.4231 | 1157.3769 | 603.3983 | 671.2132 | N/A | 13773.6214 | 14539.3852 | 1.7887 | 1.8881 | 15319.6919 | 16166.7887 | 1.9895 | 2.0995 | N/A | N/A | N/A | N/A | 7.7727 | 6.9874 | N/A | 8857.8 | 1.1503 | 0.09883 | 3.696% | 11389.6 | 318.734 | 5385.6325 | 2.6739 | 114385.5 | 10013
HPWH_HighEfficiency_Elec Base | High Efficiency HPWH with Elec Base |  | High Efficiency HPWH with Elec Base | PGE | PGE | CZ12 | 1978-1991 | Std | Mixed-fuel | Mixed-fuel | 1467.19 | 1.008 | 4690.0551 | 7700.4231 | 1656.8769 | 644.196 | 593.5968 | N/A | 14704.4101 | 15520.7466 | 1.9096 | 2.0156 | 13550.8309 | 14306.4819 | 1.7598 | 1.8579 | N/A | N/A | N/A | N/A | 7.2805 | 7.9011 | N/A | 9357.3 | 1.2152 | 0.10627 | 4.133% | 8921.04 | 317.283 | 4232.8773 | 2.5712 | 99517.05 | 7453.85
HPWH_HighEfficiency_Elec Base | High Efficiency HPWH with Elec Base |  | High Efficiency HPWH with Elec Base | PGE | SMUD | CZ12 | 1978-1991 | Std | Mixed-fuel | Mixed-fuel | 1467.19 | 1.008 | 4690.0551 | 7700.4231 | 1656.8769 | 200.467 | 200.467 | N/A | 4588.1012 | 4872.2563 | 0.59582 | 0.63273 | 4588.1012 | 4872.2563 | 0.59582 | 0.63273 | N/A | N/A | N/A | N/A | 23.3956 | 23.3956 | N/A | 9357.3 | 1.2152 | 0.10627 | 4.133% | 8921.04 | 317.283 | 2301.0048 | 2.5712 | 99517.05 | 7453.85
HPWH_HighEfficiency_Elec Base | High Efficiency HPWH with Elec Base |  | High Efficiency HPWH with Elec Base | PGE | PGE | CZ13 | 1978-1991 | Std | Mixed-fuel | Mixed-fuel | 1362.9 | 0.773 | 4690.0551 | 7700.4231 | 1057.4769 | 596.452 | 734.3632 | N/A | 13612.0802 | 14361.7032 | 1.7677 | 1.8651 | 16756.2344 | 17671.2598 | 2.176 | 2.2948 | N/A | N/A | N/A | N/A | 7.8633 | 6.3866 | N/A | 8757.9 | 1.1373 | 0.1025 | 4.626% | 12437.4 | 235.129 | 5686.7832 | 2.2158 | 111055.5 | 11074.5
HPWH_HighEfficiency_Elec Base | High Efficiency HPWH with Elec Base |  | High Efficiency HPWH with Elec Base | SCG | SCE | CZ14 | 1978-1991 | Std | Mixed-fuel | Mixed-fuel | 1324.68 | 0.81 | 4690.0551 | 7700.4231 | 491.3769 | 555.2576 | 632.5648 | N/A | 12521.0473 | 13368.6813 | 1.626 | 1.7361 | 14262.4976 | 15223.8796 | 1.8522 | 1.977 | N/A | N/A | N/A | N/A | 8.4466 | 7.4143 | N/A | 8191.8 | 1.0638 | 0.08568 | 3.325% | 10836.1 | 310.876 | 4641.1096 | 2.5765 | 108374.85 | 9511.42
HPWH_HighEfficiency_Elec Base | High Efficiency HPWH with Elec Base |  | High Efficiency HPWH with Elec Base | SDGE | SDGE | CZ14 | 1978-1991 | Std | Mixed-fuel | Mixed-fuel | 1324.68 | 0.81 | 4690.0551 | 7700.4231 | 491.3769 | 731.9252 | 1124.0921 | N/A | 17728.7103 | 17619.7387 | 2.3023 | 2.2882 | 27220.8789 | 27030.8565 | 3.535 | 3.5103 | N/A | N/A | N/A | N/A | 6.4078 | 4.1723 | N/A | 8191.8 | 1.0638 | 0.08568 | 3.325% | 10836.1 | 310.876 | 6329.8218 | 2.5765 | 108374.85 | 9511.42
HPWH_HighEfficiency_Elec Base | High Efficiency HPWH with Elec Base |  | High Efficiency HPWH with Elec Base | SCG | SCE | CZ15 | 1978-1991 | Std | Mixed-fuel | Mixed-fuel | 1177.8 | 0.2019 | 4690.0551 | 7700.4231 | -74.7231 | 490.6052 | 746.1625 | N/A | 11054.3515 | 11782.7627 | 1.4356 | 1.5301 | 16811.1275 | 17915.5594 | 2.1831 | 2.3266 | N/A | N/A | N/A | N/A | 9.5597 | 6.2856 | N/A | 7625.7 | 0.9903 | 0.09631 | 7.133% | 17965.4 | 64.4143 | 6967.1153 | 1.3502 | 119530.35 | 16787.6
HPWH_HighEfficiency_Elec Base | High Efficiency HPWH with Elec Base |  | High Efficiency HPWH with Elec Base | PGE | PGE | CZ16 | 1978-1991 | Std | Mixed-fuel | Mixed-fuel | 1578.95 | 1.483 | 4690.0551 | 7700.4231 | 2106.4269 | 697.0669 | 706.3159 | N/A | 15918.9781 | 16821.3489 | 2.0673 | 2.1845 | 16129.8413 | 17043.3048 | 2.0947 | 2.2133 | N/A | N/A | N/A | N/A | 6.7283 | 6.6402 | N/A | 9806.85 | 1.2735 | 0.10941 | 2.13% | 7869.28 | 757.403 | 4689.5751 | 5.1358 | 146936.25 | 6290.33
HPWH_HighEfficiency_Elec Base | High Efficiency HPWH with Elec Base |  | High Efficiency HPWH with Elec Base | PGE | PGE | CZ01 | 1992-2010 | Std | Mixed-fuel | Mixed-fuel | 1773.24 | 2.07 | 4690.0551 | 7700.4231 | 3921.2769 | 782.8592 | 820.4907 | N/A | 17884.5774 | 18913.6331 | 2.3225 | 2.4562 | 18742.5147 | 19816.7033 | 2.434 | 2.5735 | N/A | N/A | N/A | N/A | 5.9909 | 5.7162 | N/A | 11621.7 | 1.5092 | 0.13882 | 5.046% | 6792.33 | 365.701 | 3357.8426 | 2.7512 | 91475.1 | 5019.09
HPWH_HighEfficiency_Elec Base | High Efficiency HPWH with Elec Base |  | High Efficiency HPWH with Elec Base | PGE | PGE | CZ02 | 1992-2010 | Std | Mixed-fuel | Mixed-fuel | 1533.3 | 1.034 | 4690.0551 | 7700.4231 | 2173.0269 | 676.0217 | 647.376 | N/A | 15428.9923 | 16281.0574 | 2.0037 | 2.1143 | 14775.9171 | 15593.6263 | 1.9188 | 2.025 | N/A | N/A | N/A | N/A | 6.9377 | 7.2447 | N/A | 9873.45 | 1.2822 | 0.10897 | 4.909% | 6534.96 | 277.753 | 2987.8913 | 2.2199 | 79187.4 | 5001.66
HPWH_HighEfficiency_Elec Base | High Efficiency HPWH with Elec Base |  | High Efficiency HPWH with Elec Base | PGE | PGE | CZ03 | 1992-2010 | Std | Mixed-fuel | Mixed-fuel | 1666.43 | 1.239 | 4690.0551 | 7700.4231 | 3238.6269 | 730.6322 | 755.3926 | N/A | 16676.9831 | 17601.8203 | 2.1657 | 2.2858 | 17241.4802 | 18196.0135 | 2.239 | 2.363 | N/A | N/A | N/A | N/A | 6.4192 | 6.2088 | N/A | 10939.05 | 1.4206 | 0.13399 | 7.286% | 6367.74 | 215.873 | 2863.1508 | 1.8389 | 70312.95 | 4701.31
HPWH_HighEfficiency_Elec Base | High Efficiency HPWH with Elec Base |  | High Efficiency HPWH with Elec Base | PGE | PGE | CZ04 | 1992-2010 | Std | Mixed-fuel | Mixed-fuel | 1452.01 | 0.923 | 4690.0551 | 7700.4231 | 1606.9269 | 638.7032 | 604.5924 | N/A | 14576.2069 | 15378.6352 | 1.8929 | 1.9971 | 13798.5361 | 14560.0541 | 1.7919 | 1.8908 | N/A | N/A | N/A | N/A | 7.3431 | 7.7574 | N/A | 9307.35 | 1.2087 | 0.10306 | 4.881% | 7020.68 | 255.645 | 3200.9296 | 2.1113 | 79903.35 | 5568.67
HPWH_HighEfficiency_Elec Base | High Efficiency HPWH with Elec Base |  | High Efficiency HPWH with Elec Base | CPAU | CPAU | CZ04 | 1992-2010 | Std | Mixed-fuel | Mixed-fuel | 1452.01 | 0.923 | 4690.0551 | 7700.4231 | 1606.9269 | 359.6593 | 359.6593 | N/A | 8209.9409 | 8666.5976 | 1.0662 | 1.1255 | 8209.9409 | 8666.5976 | 1.0662 | 1.1255 | N/A | N/A | N/A | N/A | 13.0403 | 13.0403 | N/A | 9307.35 | 1.2087 | 0.10306 | 4.881% | 7020.68 | 255.645 | 2005.5164 | 2.1113 | 79903.35 | 5568.67
HPWH_HighEfficiency_Elec Base | High Efficiency HPWH with Elec Base |  | High Efficiency HPWH with Elec Base | PGE | PGE | CZ05 | 1992-2010 | Std | Mixed-fuel | Mixed-fuel | 1655.48 | 1.285 | 4690.0551 | 7700.4231 | 2972.2269 | 727.0752 | 754.2 | N/A | 16595.8282 | 17516.2509 | 2.1552 | 2.2747 | 17214.2304 | 18167.1849 | 2.2355 | 2.3592 | N/A | N/A | N/A | N/A | 6.4506 | 6.2186 | N/A | 10672.65 | 1.386 | 0.1301 | 7.366% | 6386.91 | 203.373 | 2842.6186 | 1.7662 | 68498.1 | 4731.43
HPWH_HighEfficiency_Elec Base | High Efficiency HPWH with Elec Base |  | High Efficiency HPWH with Elec Base | SCG | PGE | CZ05 | 1992-2010 | Std | Mixed-fuel | Mixed-fuel | 1655.48 | 1.285 | 4690.0551 | 7700.4231 | 2972.2269 | 726.6637 | 753.7885 | N/A | 16583.4272 | 17495.9307 | 2.1536 | 2.2721 | 17201.8294 | 18146.8647 | 2.2339 | 2.3566 | N/A | N/A | N/A | N/A | 6.4542 | 6.222 | N/A | 10672.65 | 1.386 | 0.1301 | 7.366% | 6386.91 | 203.373 | 2828.9926 | 1.7662 | 68498.1 | 4731.43
HPWH_HighEfficiency_Elec Base | High Efficiency HPWH with Elec Base |  | High Efficiency HPWH with Elec Base | SCG | SCE | CZ06 | 1992-2010 | Std | Mixed-fuel | Mixed-fuel | 1552.66 | 0.3091 | 4690.0551 | 7700.4231 | 2322.8769 | 645.2017 | 496.8238 | N/A | 14538.1748 | 15497.1544 | 1.888 | 2.0125 | 11195.7596 | 11936.4195 | 1.4539 | 1.5501 | N/A | N/A | N/A | N/A | 7.2691 | 9.4401 | N/A | 10023.3 | 1.3017 | 0.1229 | 12.68% | 6105.24 | 73.3606 | 2176.5444 | 0.96911 | 50099.85 | 4552.58
HPWH_HighEfficiency_Elec Base | High Efficiency HPWH with Elec Base |  | High Efficiency HPWH with Elec Base | SDGE | SDGE | CZ07 | 1992-2010 | Std | Mixed-fuel | Mixed-fuel | 1529.15 | 0.2921 | 4690.0551 | 7700.4231 | 2189.6769 | 871.2145 | 863.7048 | N/A | 21091.374 | 20924.9073 | 2.739 | 2.7174 | 20909.607 | 20744.6923 | 2.7154 | 2.694 | N/A | N/A | N/A | N/A | 5.3834 | 5.4302 | N/A | 9890.1 | 1.2844 | 0.12117 | 12.88% | 6210.04 | 67.6832 | 3039.6677 | 0.94071 | 50965.65 | 4680.89
HPWH_HighEfficiency_Elec Base | High Efficiency HPWH with Elec Base |  | High Efficiency HPWH with Elec Base | SCG | SCE | CZ08 | 1992-2010 | Std | Mixed-fuel | Mixed-fuel | 1495.6 | 0.4002 | 4690.0551 | 7700.4231 | 1956.5769 | 624.4783 | 530.7716 | N/A | 14072.6646 | 15004.2232 | 1.8275 | 1.9485 | 11961.7954 | 12755.4764 | 1.5534 | 1.6565 | N/A | N/A | N/A | N/A | 7.5104 | 8.8363 | N/A | 9657 | 1.2541 | 0.11913 | 11.1% | 7273.37 | 82.2275 | 2745.8886 | 1.0736 | 58358.25 | 5777.77
HPWH_HighEfficiency_Elec Base | High Efficiency HPWH with Elec Base |  | High Efficiency HPWH with Elec Base | SCG | SCE | CZ09 | 1992-2010 | Std | Mixed-fuel | Mixed-fuel | 1496.64 | 0.415 | 4690.0551 | 7700.4231 | 1973.2269 | 622.3736 | 448.4811 | N/A | 14025.4291 | 14954.2994 | 1.8214 | 1.942 | 10108.265 | 10781.2742 | 1.3127 | 1.4001 | N/A | N/A | N/A | N/A | 7.5358 | 10.4576 | N/A | 9673.65 | 1.2562 | 0.11785 | 9.847% | 7213.67 | 102.436 | 2674.3895 | 1.1968 | 60889.05 | 5717.03
HPWH_HighEfficiency_Elec Base | High Efficiency HPWH with Elec Base |  | High Efficiency HPWH with Elec Base | SCG | SCE | CZ10 | 1992-2010 | Std | Mixed-fuel | Mixed-fuel | 1469.54 | 0.42 | 4690.0551 | 7700.4231 | 1806.7269 | 608.9034 | 434.6568 | N/A | 13721.9642 | 14630.945 | 1.782 | 1.9 | 9796.8236 | 10449.4224 | 1.2722 | 1.357 | N/A | N/A | N/A | N/A | 7.7025 | 10.7902 | N/A | 9507.15 | 1.2346 | 0.11541 | 9.588% | 7737.28 | 100.653 | 2870.9374 | 1.2036 | 63586.35 | 6267.74
HPWH_HighEfficiency_Elec Base | High Efficiency HPWH with Elec Base |  | High Efficiency HPWH with Elec Base | SDGE | SDGE | CZ10 | 1992-2010 | Std | Mixed-fuel | Mixed-fuel | 1469.54 | 0.42 | 4690.0551 | 7700.4231 | 1806.7269 | 837.5935 | 970.3501 | N/A | 20279.8798 | 20127.8445 | 2.6336 | 2.6139 | 23493.1726 | 23313.6999 | 3.0509 | 3.0276 | N/A | N/A | N/A | N/A | 5.5994 | 4.8334 | N/A | 9507.15 | 1.2346 | 0.11541 | 9.588% | 7737.28 | 100.653 | 4076.6127 | 1.2036 | 63586.35 | 6267.74
HPWH_HighEfficiency_Elec Base | High Efficiency HPWH with Elec Base |  | High Efficiency HPWH with Elec Base | PGE | PGE | CZ11 | 1992-2010 | Std | Mixed-fuel | Mixed-fuel | 1376.91 | 0.796 | 4690.0551 | 7700.4231 | 1174.0269 | 603.2038 | 544.7852 | N/A | 13765.9963 | 14523.6777 | 1.7877 | 1.8861 | 12434.1451 | 13121.7628 | 1.6147 | 1.704 | N/A | N/A | N/A | N/A | 7.7752 | 8.609 | N/A | 8874.45 | 1.1525 | 0.09764 | 4.468% | 8745.81 | 254.352 | 3951.4708 | 2.1853 | 90609.3 | 7368.9
HPWH_HighEfficiency_Elec Base | High Efficiency HPWH with Elec Base |  | High Efficiency HPWH with Elec Base | PGE | PGE | CZ12 | 1992-2010 | Std | Mixed-fuel | Mixed-fuel | 1469.22 | 0.888 | 4690.0551 | 7700.4231 | 1623.5769 | 644.8171 | 545.3888 | N/A | 14716.2631 | 15527.6676 | 1.9111 | 2.0165 | 12449.4577 | 13141.6139 | 1.6167 | 1.7066 | N/A | N/A | N/A | N/A | 7.2735 | 8.5995 | N/A | 9324 | 1.2108 | 0.10559 | 4.904% | 7335.65 | 258.809 | 3307.0157 | 2.153 | 82450.8 | 5866.43
HPWH_HighEfficiency_Elec Base | High Efficiency HPWH with Elec Base |  | High Efficiency HPWH with Elec Base | PGE | SMUD | CZ12 | 1992-2010 | Std | Mixed-fuel | Mixed-fuel | 1469.22 | 0.888 | 4690.0551 | 7700.4231 | 1623.5769 | 200.4993 | 200.4993 | N/A | 4586.531 | 4865.0478 | 0.59562 | 0.63179 | 4586.531 | 4865.0478 | 0.59562 | 0.63179 | N/A | N/A | N/A | N/A | 23.3919 | 23.3919 | N/A | 9324 | 1.2108 | 0.10559 | 4.904% | 7335.65 | 258.809 | 1846.6842 | 2.153 | 82450.8 | 5866.43
HPWH_HighEfficiency_Elec Base | High Efficiency HPWH with Elec Base |  | High Efficiency HPWH with Elec Base | PGE | PGE | CZ13 | 1992-2010 | Std | Mixed-fuel | Mixed-fuel | 1364.98 | 0.674 | 4690.0551 | 7700.4231 | 1057.4769 | 596.9672 | 570.6544 | N/A | 13620.534 | 14362.6722 | 1.7688 | 1.8652 | 13020.643 | 13731.2232 | 1.6909 | 1.7832 | N/A | N/A | N/A | N/A | 7.8565 | 8.2187 | N/A | 8757.9 | 1.1373 | 0.10195 | 5.557% | 9272.68 | 191.308 | 4060.6623 | 1.8345 | 86496.75 | 7907.7
HPWH_HighEfficiency_Elec Base | High Efficiency HPWH with Elec Base |  | High Efficiency HPWH with Elec Base | SCG | SCE | CZ14 | 1992-2010 | Std | Mixed-fuel | Mixed-fuel | 1325.94 | 0.793 | 4690.0551 | 7700.4231 | 524.6769 | 555.8933 | 482.2723 | N/A | 12534.6107 | 13381.4087 | 1.6278 | 1.7377 | 10876.1974 | 11614.6713 | 1.4124 | 1.5083 | N/A | N/A | N/A | N/A | 8.437 | 9.7249 | N/A | 8225.1 | 1.0681 | 0.08554 | 3.96% | 8452.76 | 254.836 | 3464.0483 | 2.1601 | 87562.35 | 7126.82
HPWH_HighEfficiency_Elec Base | High Efficiency HPWH with Elec Base |  | High Efficiency HPWH with Elec Base | SDGE | SDGE | CZ14 | 1992-2010 | Std | Mixed-fuel | Mixed-fuel | 1325.94 | 0.793 | 4690.0551 | 7700.4231 | 524.6769 | 703.0157 | 841.3161 | N/A | 17028.4798 | 16923.8691 | 2.2114 | 2.1978 | 20375.9601 | 20242.7662 | 2.6461 | 2.6288 | N/A | N/A | N/A | N/A | 6.6713 | 5.5747 | N/A | 8225.1 | 1.0681 | 0.08554 | 3.96% | 8452.76 | 254.836 | 4702.1958 | 2.1601 | 87562.35 | 7126.82
HPWH_HighEfficiency_Elec Base | High Efficiency HPWH with Elec Base |  | High Efficiency HPWH with Elec Base | SCG | SCE | CZ15 | 1992-2010 | Std | Mixed-fuel | Mixed-fuel | 1180.7 | 0.1628 | 4690.0551 | 7700.4231 | -41.4231 | 485.5689 | 388.8583 | N/A | 10940.3623 | 11660.1056 | 1.4207 | 1.5142 | 8761.8252 | 9339.271 | 1.1378 | 1.2128 | N/A | N/A | N/A | N/A | 9.6589 | 12.0611 | N/A | 7659 | 0.99462 | 0.09626 | 8.582% | 12302.5 | 56.7823 | 4514.3171 | 1.1217 | 85780.8 | 11121.8
HPWH_HighEfficiency_Elec Base | High Efficiency HPWH with Elec Base |  | High Efficiency HPWH with Elec Base | PGE | PGE | CZ16 | 1992-2010 | Std | Mixed-fuel | Mixed-fuel | 1579.39 | 1.26 | 4690.0551 | 7700.4231 | 2073.1269 | 696.6058 | 671.0524 | N/A | 15903.1764 | 16791.9814 | 2.0652 | 2.1807 | 15320.5994 | 16178.7572 | 1.9896 | 2.101 | N/A | N/A | N/A | N/A | 6.7327 | 6.9891 | N/A | 9773.55 | 1.2692 | 0.10818 | 3.221% | 7312.87 | 462.505 | 3712.2019 | 3.3582 | 106526.7 | 5733.48
HPWH_HighEfficiency_Elec Base | High Efficiency HPWH with Elec Base |  | High Efficiency HPWH with Elec Base | PGE | PGE | CZ01 | Pre1978 | CARE | Mixed-fuel | Mixed-fuel | 1775.95 | 3.369 | 4690.0551 | 7700.4231 | 4121.0769 | 512.8258 | 565.4778 | N/A | 11739.07 | 12470.8842 | 1.5245 | 1.6195 | 12939.4518 | 13734.4136 | 1.6804 | 1.7836 | N/A | N/A | N/A | N/A | 9.1455 | 8.294 | N/A | 11821.5 | 1.5352 | 0.14675 | 2.709% | 7200.79 | 812.541 | 3223.3763 | 5.4161 | 149317.2 | 5424.84
HPWH_HighEfficiency_Elec Base | High Efficiency HPWH with Elec Base |  | High Efficiency HPWH with Elec Base | PGE | PGE | CZ02 | Pre1978 | CARE | Mixed-fuel | Mixed-fuel | 1530.81 | 1.556 | 4690.0551 | 7700.4231 | 2222.9769 | 440.091 | 438.4759 | N/A | 10055.6659 | 10638.3371 | 1.3059 | 1.3815 | 10018.8442 | 10599.5783 | 1.3011 | 1.3765 | N/A | N/A | N/A | N/A | 10.657 | 10.6963 | N/A | 9923.4 | 1.2887 | 0.11215 | 3.523% | 7317.95 | 431.98 | 2521.4726 | 3.1838 | 103346.55 | 5787.14
HPWH_HighEfficiency_Elec Base | High Efficiency HPWH with Elec Base |  | High Efficiency HPWH with Elec Base | PGE | PGE | CZ03 | Pre1978 | CARE | Mixed-fuel | Mixed-fuel | 1666.35 | 1.861 | 4690.0551 | 7700.4231 | 3338.5269 | 476.6736 | 503.6781 | N/A | 10893.5865 | 11529.7132 | 1.4147 | 1.4973 | 11509.2443 | 12177.7584 | 1.4946 | 1.5814 | N/A | N/A | N/A | N/A | 9.8391 | 9.3116 | N/A | 11038.95 | 1.4336 | 0.13753 | 5.349% | 6574.2 | 336.215 | 2164.9803 | 2.5712 | 87112.8 | 4907.85
HPWH_HighEfficiency_Elec Base | High Efficiency HPWH with Elec Base |  | High Efficiency HPWH with Elec Base | PGE | PGE | CZ04 | Pre1978 | CARE | Mixed-fuel | Mixed-fuel | 1449.26 | 1.404 | 4690.0551 | 7700.4231 | 1656.8769 | 415.6822 | 441.1644 | N/A | 9496.6928 | 10043.9581 | 1.2333 | 1.3043 | 10077.647 | 10655.4741 | 1.3087 | 1.3838 | N/A | N/A | N/A | N/A | 11.2828 | 10.6311 | N/A | 9357.3 | 1.2152 | 0.10611 | 3.416% | 9307.18 | 407.207 | 3130.3456 | 3.1065 | 112903.65 | 7857.92
HPWH_HighEfficiency_Elec Base | High Efficiency HPWH with Elec Base |  | High Efficiency HPWH with Elec Base | CPAU | CPAU | CZ04 | Pre1978 | CARE | Mixed-fuel | Mixed-fuel | 1449.26 | 1.404 | 4690.0551 | 7700.4231 | 1656.8769 | 0 | 0 | N/A | 0 | 0 | 0 | 0 | 0 | 0 | 0 | 0 | N/A | N/A | N/A | N/A | #DIV/0! | #DIV/0! | N/A | 9357.3 | 1.2152 | 0.10611 | 3.416% | 9307.18 | 407.207 | 0 | 3.1065 | 112903.65 | 7857.92
HPWH_HighEfficiency_Elec Base | High Efficiency HPWH with Elec Base |  | High Efficiency HPWH with Elec Base | PGE | PGE | CZ05 | Pre1978 | CARE | Mixed-fuel | Mixed-fuel | 1657.37 | 1.892 | 4690.0551 | 7700.4231 | 3055.4769 | 474.9342 | 504.8596 | N/A | 10853.9451 | 11488.0218 | 1.4095 | 1.4919 | 11536.1955 | 12206.1628 | 1.4981 | 1.5851 | N/A | N/A | N/A | N/A | 9.8752 | 9.2898 | N/A | 10755.9 | 1.3968 | 0.13413 | 5.496% | 6586.85 | 314.16 | 2119.0053 | 2.4405 | 83849.4 | 4929.48
HPWH_HighEfficiency_Elec Base | High Efficiency HPWH with Elec Base |  | High Efficiency HPWH with Elec Base | SCG | PGE | CZ05 | Pre1978 | CARE | Mixed-fuel | Mixed-fuel | 1657.37 | 1.892 | 4690.0551 | 7700.4231 | 3055.4769 | 474.3022 | 504.2276 | N/A | 10834.9019 | 11456.8177 | 1.4071 | 1.4878 | 11517.1522 | 12174.9587 | 1.4957 | 1.5811 | N/A | N/A | N/A | N/A | 9.8883 | 9.3015 | N/A | 10755.9 | 1.3968 | 0.13413 | 5.496% | 6586.85 | 314.16 | 2070.3641 | 2.4405 | 83849.4 | 4929.48
HPWH_HighEfficiency_Elec Base | High Efficiency HPWH with Elec Base |  | High Efficiency HPWH with Elec Base | SCG | SCE | CZ06 | Pre1978 | CARE | Mixed-fuel | Mixed-fuel | 1547.66 | 0.507 | 4690.0551 | 7700.4231 | 2306.2269 | 435.1369 | 365.0682 | N/A | 9807.3489 | 10459.9794 | 1.2736 | 1.3584 | 8228.9557 | 8778.4889 | 1.0686 | 1.14 | N/A | N/A | N/A | N/A | 10.7783 | 12.8471 | N/A | 10006.65 | 1.2995 | 0.12401 | 10.17% | 7055.6 | 109.051 | 1774.5912 | 1.2195 | 60206.4 | 5507.94
HPWH_HighEfficiency_Elec Base | High Efficiency HPWH with Elec Base |  | High Efficiency HPWH with Elec Base | SDGE | SDGE | CZ07 | Pre1978 | CARE | Mixed-fuel | Mixed-fuel | 1523.99 | 0.4817 | 4690.0551 | 7700.4231 | 2189.6769 | 566.4637 | 646.5265 | N/A | 13716.5562 | 13617.98 | 1.7813 | 1.7685 | 15654.429 | 15539.3059 | 2.0329 | 2.018 | N/A | N/A | N/A | N/A | 8.2795 | 7.2542 | N/A | 9890.1 | 1.2844 | 0.12223 | 10.5% | 7388.75 | 97.4705 | 2511.7423 | 1.1637 | 62221.05 | 5864.76
HPWH_HighEfficiency_Elec Base | High Efficiency HPWH with Elec Base |  | High Efficiency HPWH with Elec Base | SCG | SCE | CZ08 | Pre1978 | CARE | Mixed-fuel | Mixed-fuel | 1491.52 | 0.606 | 4690.0551 | 7700.4231 | 1989.8769 | 420.8885 | 453.6568 | N/A | 9487.5616 | 10121.977 | 1.2321 | 1.3145 | 10225.7112 | 10908.341 | 1.3279 | 1.4166 | N/A | N/A | N/A | N/A | 11.1432 | 10.3383 | N/A | 9690.3 | 1.2584 | 0.12035 | 8.543% | 9864.2 | 124.723 | 2656.7212 | 1.4087 | 78404.85 | 8372.68
HPWH_HighEfficiency_Elec Base | High Efficiency HPWH with Elec Base |  | High Efficiency HPWH with Elec Base | SCG | SCE | CZ09 | Pre1978 | CARE | Mixed-fuel | Mixed-fuel | 1492.67 | 0.651 | 4690.0551 | 7700.4231 | 1973.2269 | 422.0982 | 392.5476 | N/A | 9515.2492 | 10152.4666 | 1.2357 | 1.3184 | 8849.5821 | 9443.3196 | 1.1492 | 1.2263 | N/A | N/A | N/A | N/A | 11.1113 | 11.9477 | N/A | 9673.65 | 1.2562 | 0.11935 | 7.396% | 9730.7 | 157.936 | 2615.9312 | 1.6138 | 82550.7 | 8238.03
HPWH_HighEfficiency_Elec Base | High Efficiency HPWH with Elec Base |  | High Efficiency HPWH with Elec Base | SCG | SCE | CZ10 | Pre1978 | CARE | Mixed-fuel | Mixed-fuel | 1464.89 | 0.654 | 4690.0551 | 7700.4231 | 1790.0769 | 413.0365 | 417.2456 | N/A | 9311.055 | 9934.7841 | 1.2092 | 1.2902 | 9405.8708 | 10035.793 | 1.2215 | 1.3033 | N/A | N/A | N/A | N/A | 11.3551 | 11.2405 | N/A | 9490.5 | 1.2325 | 0.11684 | 7.115% | 11004.6 | 156.916 | 2966.5593 | 1.6422 | 89244 | 9539.71
HPWH_HighEfficiency_Elec Base | High Efficiency HPWH with Elec Base |  | High Efficiency HPWH with Elec Base | SDGE | SDGE | CZ10 | Pre1978 | CARE | Mixed-fuel | Mixed-fuel | 1464.89 | 0.654 | 4690.0551 | 7700.4231 | 1790.0769 | 546.7696 | 883.6272 | N/A | 13242.293 | 13155.7268 | 1.7197 | 1.7084 | 21395.731 | 21239.5451 | 2.7785 | 2.7582 | N/A | N/A | N/A | N/A | 8.5778 | 5.3077 | N/A | 9490.5 | 1.2325 | 0.11684 | 7.115% | 11004.6 | 156.916 | 4078.1562 | 1.6422 | 89244 | 9539.71
HPWH_HighEfficiency_Elec Base | High Efficiency HPWH with Elec Base |  | High Efficiency HPWH with Elec Base | PGE | PGE | CZ11 | Pre1978 | CARE | Mixed-fuel | Mixed-fuel | 1374.7 | 1.232 | 4690.0551 | 7700.4231 | 1174.0269 | 392.6087 | 492.5334 | N/A | 8968.8734 | 9484.086 | 1.1647 | 1.2316 | 11246.9964 | 11882.0527 | 1.4606 | 1.543 | N/A | N/A | N/A | N/A | 11.9459 | 9.5223 | N/A | 8874.45 | 1.1525 | 0.10011 | 2.969% | 13013.7 | 425.589 | 4269.9573 | 3.3723 | 137612.25 | 11639
HPWH_HighEfficiency_Elec Base | High Efficiency HPWH with Elec Base |  | High Efficiency HPWH with Elec Base | PGE | PGE | CZ12 | Pre1978 | CARE | Mixed-fuel | Mixed-fuel | 1465.15 | 1.443 | 4690.0551 | 7700.4231 | 1673.5269 | 419.3985 | 416.1263 | N/A | 9582.2294 | 10135.9466 | 1.2444 | 1.3163 | 9507.629 | 10057.4217 | 1.2347 | 1.3061 | N/A | N/A | N/A | N/A | 11.1828 | 11.2707 | N/A | 9373.95 | 1.2173 | 0.10852 | 3.395% | 9960.86 | 415.25 | 3317.4867 | 3.1969 | 118248.3 | 8495.71
HPWH_HighEfficiency_Elec Base | High Efficiency HPWH with Elec Base |  | High Efficiency HPWH with Elec Base | PGE | SMUD | CZ12 | Pre1978 | CARE | Mixed-fuel | Mixed-fuel | 1465.15 | 1.443 | 4690.0551 | 7700.4231 | 1673.5269 | 2.8108 | 2.8108 | N/A | 84.698 | 138.7853 | 0.010999 | 0.018023 | 84.698 | 138.7853 | 0.010999 | 0.018023 | N/A | N/A | N/A | N/A | 1668.5983 | 1668.5983 | N/A | 9373.95 | 1.2173 | 0.10852 | 3.395% | 9960.86 | 415.25 | 688.9196 | 3.1969 | 118248.3 | 8495.71
HPWH_HighEfficiency_Elec Base | High Efficiency HPWH with Elec Base |  | High Efficiency HPWH with Elec Base | PGE | PGE | CZ13 | Pre1978 | CARE | Mixed-fuel | Mixed-fuel | 1361.6 | 1.121 | 4690.0551 | 7700.4231 | 1107.4269 | 388.1975 | 544.1239 | N/A | 8866.1896 | 9370.9078 | 1.1514 | 1.2169 | 12421.0619 | 13112.7888 | 1.613 | 1.7029 | N/A | N/A | N/A | N/A | 12.0816 | 8.6195 | N/A | 8807.85 | 1.1438 | 0.10448 | 3.835% | 14282.9 | 308.663 | 4437.1671 | 2.7241 | 131634.9 | 12921.3
HPWH_HighEfficiency_Elec Base | High Efficiency HPWH with Elec Base |  | High Efficiency HPWH with Elec Base | SCG | SCE | CZ14 | Pre1978 | CARE | Mixed-fuel | Mixed-fuel | 1324.6 | 1.226 | 4690.0551 | 7700.4231 | 591.2769 | 375.7712 | 495.1398 | N/A | 8480.9235 | 9071.594 | 1.1014 | 1.1781 | 11169.8647 | 11936.1712 | 1.4506 | 1.5501 | N/A | N/A | N/A | N/A | 12.4811 | 9.4722 | N/A | 8291.7 | 1.0768 | 0.08846 | 2.702% | 12322.5 | 419.833 | 3771.6593 | 3.274 | 130819.05 | 10997.9
HPWH_HighEfficiency_Elec Base | High Efficiency HPWH with Elec Base |  | High Efficiency HPWH with Elec Base | SDGE | SDGE | CZ14 | Pre1978 | CARE | Mixed-fuel | Mixed-fuel | 1324.6 | 1.226 | 4690.0551 | 7700.4231 | 591.2769 | 483.1728 | 852.8768 | N/A | 11710.3357 | 11661.0748 | 1.5207 | 1.5143 | 20658.8019 | 20533.1328 | 2.6828 | 2.6665 | N/A | N/A | N/A | N/A | 9.7068 | 5.4991 | N/A | 8291.7 | 1.0768 | 0.08846 | 2.702% | 12322.5 | 419.833 | 4992.194 | 3.274 | 130819.05 | 10997.9
HPWH_HighEfficiency_Elec Base | High Efficiency HPWH with Elec Base |  | High Efficiency HPWH with Elec Base | SCG | SCE | CZ15 | Pre1978 | CARE | Mixed-fuel | Mixed-fuel | 1174.5 | 0.2985 | 4690.0551 | 7700.4231 | -58.0731 | 330.6457 | 644.0368 | N/A | 7451.4839 | 7945.5556 | 0.96767 | 1.0318 | 14511.0443 | 15466.232 | 1.8844 | 2.0085 | N/A | N/A | N/A | N/A | 14.1845 | 7.2823 | N/A | 7642.35 | 0.99246 | 0.09689 | 6.189% | 21225.3 | 83.4367 | 5642.4808 | 1.5655 | 140908.95 | 20050.8
HPWH_HighEfficiency_Elec Base | High Efficiency HPWH with Elec Base |  | High Efficiency HPWH with Elec Base | PGE | PGE | CZ16 | Pre1978 | CARE | Mixed-fuel | Mixed-fuel | 1581.08 | 1.965 | 4690.0551 | 7700.4231 | 2189.6769 | 455.0482 | 479.563 | N/A | 10402.5913 | 11017.7747 | 1.3509 | 1.4308 | 10961.4888 | 11606.0738 | 1.4235 | 1.5072 | N/A | N/A | N/A | N/A | 10.3067 | 9.7799 | N/A | 9890.1 | 1.2844 | 0.11273 | 1.789% | 8393.95 | 949.56 | 3780.4713 | 6.3007 | 174208.95 | 6812.87
HPWH_HighEfficiency_Elec Base | High Efficiency HPWH with Elec Base |  | High Efficiency HPWH with Elec Base | PGE | PGE | CZ01 | 1978-1991 | CARE | Mixed-fuel | Mixed-fuel | 1773.9 | 2.683 | 4690.0551 | 7700.4231 | 4004.5269 | 510.9046 | 552.4221 | N/A | 11685.2662 | 12390.1696 | 1.5175 | 1.609 | 12631.7992 | 13386.4962 | 1.6404 | 1.7384 | N/A | N/A | N/A | N/A | 9.1799 | 8.49 | N/A | 11704.95 | 1.52 | 0.14249 | 3.239% | 7038.15 | 642.198 | 2845.7829 | 4.3987 | 127156.05 | 5264.25
HPWH_HighEfficiency_Elec Base | High Efficiency HPWH with Elec Base |  | High Efficiency HPWH with Elec Base | PGE | PGE | CZ02 | 1978-1991 | CARE | Mixed-fuel | Mixed-fuel | 1531.57 | 1.169 | 4690.0551 | 7700.4231 | 2222.9769 | 439.5363 | 427.6826 | N/A | 10036.7523 | 10603.3413 | 1.3034 | 1.377 | 9766.5082 | 10318.8806 | 1.2683 | 1.34 | N/A | N/A | N/A | N/A | 10.6705 | 10.9662 | N/A | 9923.4 | 1.2887 | 0.10974 | 4.269% | 6870.56 | 332.594 | 2188.7132 | 2.5707 | 88261.65 | 5338.99
HPWH_HighEfficiency_Elec Base | High Efficiency HPWH with Elec Base |  | High Efficiency HPWH with Elec Base | PGE | PGE | CZ03 | 1978-1991 | CARE | Mixed-fuel | Mixed-fuel | 1666.52 | 1.322 | 4690.0551 | 7700.4231 | 3271.9269 | 475.5928 | 495.7908 | N/A | 10860.6175 | 11474.9592 | 1.4104 | 1.4902 | 11321.0993 | 11959.6653 | 1.4702 | 1.5531 | N/A | N/A | N/A | N/A | 9.8615 | 9.4597 | N/A | 10972.35 | 1.4249 | 0.13448 | 6.493% | 6448.24 | 253.446 | 1972.1111 | 2.0712 | 75774.15 | 4781.72
HPWH_HighEfficiency_Elec Base | High Efficiency HPWH with Elec Base |  | High Efficiency HPWH with Elec Base | PGE | PGE | CZ04 | 1978-1991 | CARE | Mixed-fuel | Mixed-fuel | 1450.76 | 1.061 | 4690.0551 | 7700.4231 | 1573.6269 | 415.4954 | 415.4444 | N/A | 9487.0752 | 10020.9352 | 1.232 | 1.3013 | 9485.9124 | 10019.7112 | 1.2319 | 1.3012 | N/A | N/A | N/A | N/A | 11.2879 | 11.2892 | N/A | 9274.05 | 1.2044 | 0.10379 | 4.185% | 8341.43 | 308.038 | 2636.6949 | 2.4802 | 94572 | 6890.67
HPWH_HighEfficiency_Elec Base | High Efficiency HPWH with Elec Base |  | High Efficiency HPWH with Elec Base | CPAU | CPAU | CZ04 | 1978-1991 | CARE | Mixed-fuel | Mixed-fuel | 1450.76 | 1.061 | 4690.0551 | 7700.4231 | 1573.6269 | 0 | 0 | N/A | 0 | 0 | 0 | 0 | 0 | 0 | 0 | 0 | N/A | N/A | N/A | N/A | #DIV/0! | #DIV/0! | N/A | 9274.05 | 1.2044 | 0.10379 | 4.185% | 8341.43 | 308.038 | 0 | 2.4802 | 94572 | 6890.67
HPWH_HighEfficiency_Elec Base | High Efficiency HPWH with Elec Base |  | High Efficiency HPWH with Elec Base | PGE | PGE | CZ05 | 1978-1991 | CARE | Mixed-fuel | Mixed-fuel | 1655.72 | 1.42 | 4690.0551 | 7700.4231 | 3005.5269 | 473.4095 | 495.8374 | N/A | 10811.2954 | 11424.139 | 1.404 | 1.4836 | 11322.6166 | 11962.3588 | 1.4704 | 1.5535 | N/A | N/A | N/A | N/A | 9.907 | 9.4589 | N/A | 10705.95 | 1.3903 | 0.13098 | 6.698% | 6465.53 | 233.75 | 1935.6536 | 1.9555 | 72943.65 | 4809.81
HPWH_HighEfficiency_Elec Base | High Efficiency HPWH with Elec Base |  | High Efficiency HPWH with Elec Base | SCG | PGE | CZ05 | 1978-1991 | CARE | Mixed-fuel | Mixed-fuel | 1655.72 | 1.42 | 4690.0551 | 7700.4231 | 3005.5269 | 472.8957 | 495.3237 | N/A | 10795.8147 | 11398.7724 | 1.402 | 1.4803 | 11307.1359 | 11936.9923 | 1.4684 | 1.5502 | N/A | N/A | N/A | N/A | 9.9177 | 9.4687 | N/A | 10705.95 | 1.3903 | 0.13098 | 6.698% | 6465.53 | 233.75 | 1917.0161 | 1.9555 | 72943.65 | 4809.81
HPWH_HighEfficiency_Elec Base | High Efficiency HPWH with Elec Base |  | High Efficiency HPWH with Elec Base | SCG | SCE | CZ06 | 1978-1991 | CARE | Mixed-fuel | Mixed-fuel | 1550.31 | 0.326 | 4690.0551 | 7700.4231 | 2339.5269 | 435.6979 | 350.43 | N/A | 9818.1195 | 10467.2123 | 1.275 | 1.3593 | 7897.3431 | 8420.9748 | 1.0256 | 1.0936 | N/A | N/A | N/A | N/A | 10.7645 | 13.3837 | N/A | 10039.95 | 1.3038 | 0.12297 | 11.88% | 6582.27 | 81.1418 | 1586.9463 | 1.0348 | 53929.35 | 5031.96
HPWH_HighEfficiency_Elec Base | High Efficiency HPWH with Elec Base |  | High Efficiency HPWH with Elec Base | SDGE | SDGE | CZ07 | 1978-1991 | CARE | Mixed-fuel | Mixed-fuel | 1526.18 | 0.324 | 4690.0551 | 7700.4231 | 2173.0269 | 565.4151 | 607.8989 | N/A | 13689.1792 | 13584.2699 | 1.7777 | 1.7641 | 14717.4738 | 14603.7842 | 1.9113 | 1.8965 | N/A | N/A | N/A | N/A | 8.2949 | 7.7152 | N/A | 9873.45 | 1.2822 | 0.12123 | 12.09% | 6870.32 | 73.68 | 2239.8123 | 1.0027 | 55894.05 | 5344.14
HPWH_HighEfficiency_Elec Base | High Efficiency HPWH with Elec Base |  | High Efficiency HPWH with Elec Base | SCG | SCE | CZ08 | 1978-1991 | CARE | Mixed-fuel | Mixed-fuel | 1493.59 | 0.4386 | 4690.0551 | 7700.4231 | 1989.8769 | 421.2194 | 416.8254 | N/A | 9493.2445 | 10124.0096 | 1.2328 | 1.3147 | 9394.2646 | 10018.5645 | 1.22 | 1.301 | N/A | N/A | N/A | N/A | 11.1345 | 11.2518 | N/A | 9690.3 | 1.2584 | 0.11941 | 10.02% | 8907.32 | 93.2702 | 2325.6201 | 1.1921 | 69014.25 | 7413.73
HPWH_HighEfficiency_Elec Base | High Efficiency HPWH with Elec Base |  | High Efficiency HPWH with Elec Base | SCG | SCE | CZ09 | 1978-1991 | CARE | Mixed-fuel | Mixed-fuel | 1494.19 | 0.467 | 4690.0551 | 7700.4231 | 1956.5769 | 421.8917 | 357.3478 | N/A | 9508.6577 | 10141.0392 | 1.2348 | 1.3169 | 8054.7188 | 8592.1321 | 1.046 | 1.1158 | N/A | N/A | N/A | N/A | 11.1167 | 13.1246 | N/A | 9657 | 1.2541 | 0.11814 | 8.739% | 8783.76 | 119.219 | 2274.8529 | 1.3518 | 72127.8 | 7289.57
HPWH_HighEfficiency_Elec Base | High Efficiency HPWH with Elec Base |  | High Efficiency HPWH with Elec Base | SCG | SCE | CZ10 | 1978-1991 | CARE | Mixed-fuel | Mixed-fuel | 1467.29 | 0.466 | 4690.0551 | 7700.4231 | 1756.7769 | 413.2543 | 369.0392 | N/A | 9314.0047 | 9933.4819 | 1.2095 | 1.29 | 8318.0008 | 8872.4211 | 1.0802 | 1.1522 | N/A | N/A | N/A | N/A | 11.3491 | 12.7088 | N/A | 9457.2 | 1.2281 | 0.11566 | 8.46% | 9770.39 | 117.077 | 2540.8545 | 1.3671 | 77189.4 | 8303.1
HPWH_HighEfficiency_Elec Base | High Efficiency HPWH with Elec Base |  | High Efficiency HPWH with Elec Base | SDGE | SDGE | CZ10 | 1978-1991 | CARE | Mixed-fuel | Mixed-fuel | 1467.29 | 0.466 | 4690.0551 | 7700.4231 | 1756.7769 | 547.0902 | 785.6171 | N/A | 13247.6303 | 13153.0482 | 1.7204 | 1.7081 | 19021.0334 | 18877.154 | 2.4701 | 2.4514 | N/A | N/A | N/A | N/A | 8.5727 | 5.9699 | N/A | 9457.2 | 1.2281 | 0.11566 | 8.46% | 9770.39 | 117.077 | 3494.0458 | 1.3671 | 77189.4 | 8303.1
HPWH_HighEfficiency_Elec Base | High Efficiency HPWH with Elec Base |  | High Efficiency HPWH with Elec Base | PGE | PGE | CZ11 | 1978-1991 | CARE | Mixed-fuel | Mixed-fuel | 1376.6 | 0.976 | 4690.0551 | 7700.4231 | 1157.3769 | 392.5353 | 436.615 | N/A | 8962.6883 | 9466.7149 | 1.1639 | 1.2294 | 9967.6341 | 10524.5272 | 1.2944 | 1.3667 | N/A | N/A | N/A | N/A | 11.9481 | 10.7419 | N/A | 8857.8 | 1.1503 | 0.09883 | 3.696% | 11389.6 | 318.734 | 3553.5898 | 2.6739 | 114385.5 | 10013
HPWH_HighEfficiency_Elec Base | High Efficiency HPWH with Elec Base |  | High Efficiency HPWH with Elec Base | PGE | PGE | CZ12 | 1978-1991 | CARE | Mixed-fuel | Mixed-fuel | 1467.19 | 1.008 | 4690.0551 | 7700.4231 | 1656.8769 | 419.0666 | 386.1772 | N/A | 9568.0894 | 10105.2364 | 1.2425 | 1.3123 | 8818.263 | 9315.9644 | 1.1452 | 1.2098 | N/A | N/A | N/A | N/A | 11.1917 | 12.1448 | N/A | 9357.3 | 1.2152 | 0.10627 | 4.133% | 8921.04 | 317.283 | 2803.562 | 2.5712 | 99517.05 | 7453.85
HPWH_HighEfficiency_Elec Base | High Efficiency HPWH with Elec Base |  | High Efficiency HPWH with Elec Base | PGE | SMUD | CZ12 | 1978-1991 | CARE | Mixed-fuel | Mixed-fuel | 1467.19 | 1.008 | 4690.0551 | 7700.4231 | 1656.8769 | 1.9145 | 1.9145 | N/A | 57.6898 | 94.5299 | 0.0074918 | 0.012276 | 57.6898 | 94.5299 | 0.0074918 | 0.012276 | N/A | N/A | N/A | N/A | 2449.7732 | 2449.7732 | N/A | 9357.3 | 1.2152 | 0.10627 | 4.133% | 8921.04 | 317.283 | 500.5009 | 2.5712 | 99517.05 | 7453.85
HPWH_HighEfficiency_Elec Base | High Efficiency HPWH with Elec Base |  | High Efficiency HPWH with Elec Base | PGE | PGE | CZ13 | 1978-1991 | CARE | Mixed-fuel | Mixed-fuel | 1362.9 | 0.773 | 4690.0551 | 7700.4231 | 1057.4769 | 387.9601 | 477.6024 | N/A | 8855.8778 | 9348.258 | 1.1501 | 1.214 | 10899.5781 | 11499.4697 | 1.4155 | 1.4934 | N/A | N/A | N/A | N/A | 12.089 | 9.82 | N/A | 8757.9 | 1.1373 | 0.1025 | 4.626% | 12437.4 | 235.129 | 3722.8377 | 2.2158 | 111055.5 | 11074.5
HPWH_HighEfficiency_Elec Base | High Efficiency HPWH with Elec Base |  | High Efficiency HPWH with Elec Base | SCG | SCE | CZ14 | 1978-1991 | CARE | Mixed-fuel | Mixed-fuel | 1324.68 | 0.81 | 4690.0551 | 7700.4231 | 491.3769 | 374.9953 | 427.1777 | N/A | 8457.6255 | 9033.5579 | 1.0983 | 1.1731 | 9633.1044 | 10285.8168 | 1.251 | 1.3357 | N/A | N/A | N/A | N/A | 12.507 | 10.9792 | N/A | 8191.8 | 1.0638 | 0.08568 | 3.325% | 10836.1 | 310.876 | 3142.445 | 2.5765 | 108374.85 | 9511.42
HPWH_HighEfficiency_Elec Base | High Efficiency HPWH with Elec Base |  | High Efficiency HPWH with Elec Base | SDGE | SDGE | CZ14 | 1978-1991 | CARE | Mixed-fuel | Mixed-fuel | 1324.68 | 0.81 | 4690.0551 | 7700.4231 | 491.3769 | 476.0562 | 730.9647 | N/A | 11532.8466 | 11467.8805 | 1.4977 | 1.4893 | 17702.7562 | 17585.1071 | 2.2989 | 2.2837 | N/A | N/A | N/A | N/A | 9.8519 | 6.4163 | N/A | 8191.8 | 1.0638 | 0.08568 | 3.325% | 10836.1 | 310.876 | 4168.2909 | 2.5765 | 108374.85 | 9511.42
HPWH_HighEfficiency_Elec Base | High Efficiency HPWH with Elec Base |  | High Efficiency HPWH with Elec Base | SCG | SCE | CZ15 | 1978-1991 | CARE | Mixed-fuel | Mixed-fuel | 1177.8 | 0.2019 | 4690.0551 | 7700.4231 | -74.7231 | 331.1998 | 503.701 | N/A | 7462.9313 | 7955.4034 | 0.96916 | 1.0331 | 11348.7551 | 12095.0411 | 1.4738 | 1.5707 | N/A | N/A | N/A | N/A | 14.1608 | 9.3112 | N/A | 7625.7 | 0.9903 | 0.09631 | 7.133% | 17965.4 | 64.4143 | 4660.0264 | 1.3502 | 119530.35 | 16787.6
HPWH_HighEfficiency_Elec Base | High Efficiency HPWH with Elec Base |  | High Efficiency HPWH with Elec Base | PGE | PGE | CZ16 | 1978-1991 | CARE | Mixed-fuel | Mixed-fuel | 1578.95 | 1.483 | 4690.0551 | 7700.4231 | 2106.4269 | 453.6094 | 459.6212 | N/A | 10362.8818 | 10959.3504 | 1.3458 | 1.4232 | 10499.9429 | 11103.6218 | 1.3636 | 1.4419 | N/A | N/A | N/A | N/A | 10.3394 | 10.2042 | N/A | 9806.85 | 1.2735 | 0.10941 | 2.13% | 7869.28 | 757.403 | 3241.9465 | 5.1358 | 146936.25 | 6290.33
HPWH_HighEfficiency_Elec Base | High Efficiency HPWH with Elec Base |  | High Efficiency HPWH with Elec Base | PGE | PGE | CZ01 | 1992-2010 | CARE | Mixed-fuel | Mixed-fuel | 1773.24 | 2.07 | 4690.0551 | 7700.4231 | 3921.2769 | 509.5581 | 534.0185 | N/A | 11646.0561 | 12328.4043 | 1.5124 | 1.601 | 12203.7154 | 12915.4 | 1.5848 | 1.6772 | N/A | N/A | N/A | N/A | 9.2042 | 8.7826 | N/A | 11621.7 | 1.5092 | 0.13882 | 5.046% | 6792.33 | 365.701 | 2246.4771 | 2.7512 | 91475.1 | 5019.09
HPWH_HighEfficiency_Elec Base | High Efficiency HPWH with Elec Base |  | High Efficiency HPWH with Elec Base | PGE | PGE | CZ02 | 1992-2010 | CARE | Mixed-fuel | Mixed-fuel | 1533.3 | 1.034 | 4690.0551 | 7700.4231 | 2173.0269 | 439.7325 | 421.1128 | N/A | 10038.4383 | 10598.4068 | 1.3036 | 1.3763 | 9613.9394 | 10151.5766 | 1.2485 | 1.3183 | N/A | N/A | N/A | N/A | 10.6657 | 11.1373 | N/A | 9873.45 | 1.2822 | 0.10897 | 4.909% | 6534.96 | 277.753 | 1978.9712 | 2.2199 | 79187.4 | 5001.66
HPWH_HighEfficiency_Elec Base | High Efficiency HPWH with Elec Base |  | High Efficiency HPWH with Elec Base | PGE | PGE | CZ03 | 1992-2010 | CARE | Mixed-fuel | Mixed-fuel | 1666.43 | 1.239 | 4690.0551 | 7700.4231 | 3238.6269 | 475.2848 | 491.3791 | N/A | 10851.3056 | 11459.6445 | 1.4092 | 1.4882 | 11218.2287 | 11845.8701 | 1.4568 | 1.5383 | N/A | N/A | N/A | N/A | 9.8679 | 9.5447 | N/A | 10939.05 | 1.4206 | 0.13399 | 7.286% | 6367.74 | 215.873 | 1878.9917 | 1.8389 | 70312.95 | 4701.31
HPWH_HighEfficiency_Elec Base | High Efficiency HPWH with Elec Base |  | High Efficiency HPWH with Elec Base | PGE | PGE | CZ04 | 1992-2010 | CARE | Mixed-fuel | Mixed-fuel | 1452.01 | 0.923 | 4690.0551 | 7700.4231 | 1606.9269 | 415.4375 | 393.2655 | N/A | 9482.9851 | 10009.9599 | 1.2315 | 1.2999 | 8977.4991 | 9477.8822 | 1.1658 | 1.2308 | N/A | N/A | N/A | N/A | 11.2894 | 11.9259 | N/A | 9307.35 | 1.2087 | 0.10306 | 4.881% | 7020.68 | 255.645 | 2110.7551 | 2.1113 | 79903.35 | 5568.67
HPWH_HighEfficiency_Elec Base | High Efficiency HPWH with Elec Base |  | High Efficiency HPWH with Elec Base | CPAU | CPAU | CZ04 | 1992-2010 | CARE | Mixed-fuel | Mixed-fuel | 1452.01 | 0.923 | 4690.0551 | 7700.4231 | 1606.9269 | 0 | 0 | N/A | 0 | 0 | 0 | 0 | 0 | 0 | 0 | 0 | N/A | N/A | N/A | N/A | #DIV/0! | #DIV/0! | N/A | 9307.35 | 1.2087 | 0.10306 | 4.881% | 7020.68 | 255.645 | 0 | 2.1113 | 79903.35 | 5568.67
HPWH_HighEfficiency_Elec Base | High Efficiency HPWH with Elec Base |  | High Efficiency HPWH with Elec Base | PGE | PGE | CZ05 | 1992-2010 | CARE | Mixed-fuel | Mixed-fuel | 1655.48 | 1.285 | 4690.0551 | 7700.4231 | 2972.2269 | 472.9704 | 490.6016 | N/A | 10798.4843 | 11403.9087 | 1.4023 | 1.4809 | 11200.4457 | 11827.0158 | 1.4545 | 1.5359 | N/A | N/A | N/A | N/A | 9.9162 | 9.5598 | N/A | 10672.65 | 1.386 | 0.1301 | 7.366% | 6386.91 | 203.373 | 1861.4528 | 1.7662 | 68498.1 | 4731.43
HPWH_HighEfficiency_Elec Base | High Efficiency HPWH with Elec Base |  | High Efficiency HPWH with Elec Base | SCG | PGE | CZ05 | 1992-2010 | CARE | Mixed-fuel | Mixed-fuel | 1655.48 | 1.285 | 4690.0551 | 7700.4231 | 2972.2269 | 472.6418 | 490.2729 | N/A | 10788.5814 | 11387.6819 | 1.401 | 1.4788 | 11190.5428 | 11810.789 | 1.4532 | 1.5338 | N/A | N/A | N/A | N/A | 9.9231 | 9.5662 | N/A | 10672.65 | 1.386 | 0.1301 | 7.366% | 6386.91 | 203.373 | 1851.0479 | 1.7662 | 68498.1 | 4731.43
HPWH_HighEfficiency_Elec Base | High Efficiency HPWH with Elec Base |  | High Efficiency HPWH with Elec Base | SCG | SCE | CZ06 | 1992-2010 | CARE | Mixed-fuel | Mixed-fuel | 1552.66 | 0.3091 | 4690.0551 | 7700.4231 | 2322.8769 | 435.5717 | 335.4166 | N/A | 9815.0926 | 10463.569 | 1.2746 | 1.3588 | 7558.9623 | 8060.0729 | 0.98163 | 1.0467 | N/A | N/A | N/A | N/A | 10.7676 | 13.9828 | N/A | 10023.3 | 1.3017 | 0.1229 | 12.68% | 6105.24 | 73.3606 | 1427.9422 | 0.96911 | 50099.85 | 4552.58
HPWH_HighEfficiency_Elec Base | High Efficiency HPWH with Elec Base |  | High Efficiency HPWH with Elec Base | SDGE | SDGE | CZ07 | 1992-2010 | CARE | Mixed-fuel | Mixed-fuel | 1529.15 | 0.2921 | 4690.0551 | 7700.4231 | 2189.6769 | 566.3865 | 561.5052 | N/A | 13712.319 | 13605.984 | 1.7807 | 1.7669 | 13594.1704 | 13488.8443 | 1.7654 | 1.7517 | N/A | N/A | N/A | N/A | 8.2807 | 8.3526 | N/A | 9890.1 | 1.2844 | 0.12117 | 12.88% | 6210.04 | 67.6832 | 1940.3782 | 0.94071 | 50965.65 | 4680.89
HPWH_HighEfficiency_Elec Base | High Efficiency HPWH with Elec Base |  | High Efficiency HPWH with Elec Base | SCG | SCE | CZ08 | 1992-2010 | CARE | Mixed-fuel | Mixed-fuel | 1495.6 | 0.4002 | 4690.0551 | 7700.4231 | 1956.5769 | 421.6028 | 358.3509 | N/A | 9501.4594 | 10131.801 | 1.2339 | 1.3157 | 8076.6227 | 8613.8969 | 1.0489 | 1.1186 | N/A | N/A | N/A | N/A | 11.1243 | 13.0879 | N/A | 9657 | 1.2541 | 0.11913 | 11.1% | 7273.37 | 82.2275 | 1814.1316 | 1.0736 | 58358.25 | 5777.77
HPWH_HighEfficiency_Elec Base | High Efficiency HPWH with Elec Base |  | High Efficiency HPWH with Elec Base | SCG | SCE | CZ09 | 1992-2010 | CARE | Mixed-fuel | Mixed-fuel | 1496.64 | 0.415 | 4690.0551 | 7700.4231 | 1973.2269 | 420.1847 | 302.8073 | N/A | 9469.6512 | 10098.2266 | 1.2298 | 1.3114 | 6825.5654 | 7281.4346 | 0.88639 | 0.94559 | N/A | N/A | N/A | N/A | 11.1619 | 15.4886 | N/A | 9673.65 | 1.2562 | 0.11785 | 9.847% | 7213.67 | 102.436 | 1769.8154 | 1.1968 | 60889.05 | 5717.03
HPWH_HighEfficiency_Elec Base | High Efficiency HPWH with Elec Base |  | High Efficiency HPWH with Elec Base | SCG | SCE | CZ10 | 1992-2010 | CARE | Mixed-fuel | Mixed-fuel | 1469.54 | 0.42 | 4690.0551 | 7700.4231 | 1806.7269 | 411.0917 | 293.4753 | N/A | 9264.7944 | 9879.9328 | 1.2032 | 1.283 | 6615.3245 | 7057.4051 | 0.85909 | 0.9165 | N/A | N/A | N/A | N/A | 11.4088 | 15.9811 | N/A | 9507.15 | 1.2346 | 0.11541 | 9.588% | 7737.28 | 100.653 | 1902.0054 | 1.2036 | 63586.35 | 6267.74
HPWH_HighEfficiency_Elec Base | High Efficiency HPWH with Elec Base |  | High Efficiency HPWH with Elec Base | SDGE | SDGE | CZ10 | 1992-2010 | CARE | Mixed-fuel | Mixed-fuel | 1469.54 | 0.42 | 4690.0551 | 7700.4231 | 1806.7269 | 544.5872 | 630.879 | N/A | 13186.4849 | 13090.5758 | 1.7124 | 1.7 | 15275.1252 | 15161.3819 | 1.9837 | 1.9689 | N/A | N/A | N/A | N/A | 8.6121 | 7.4342 | N/A | 9507.15 | 1.2346 | 0.11541 | 9.588% | 7737.28 | 100.653 | 2625.5021 | 1.2036 | 63586.35 | 6267.74
HPWH_HighEfficiency_Elec Base | High Efficiency HPWH with Elec Base |  | High Efficiency HPWH with Elec Base | PGE | PGE | CZ11 | 1992-2010 | CARE | Mixed-fuel | Mixed-fuel | 1376.91 | 0.796 | 4690.0551 | 7700.4231 | 1174.0269 | 392.3479 | 354.3758 | N/A | 8955.8961 | 9453.4968 | 1.163 | 1.2277 | 8090.1928 | 8542.2521 | 1.0506 | 1.1093 | N/A | N/A | N/A | N/A | 11.9538 | 13.2347 | N/A | 8874.45 | 1.1525 | 0.09764 | 4.468% | 8745.81 | 254.352 | 2599.3699 | 2.1853 | 90609.3 | 7368.9
HPWH_HighEfficiency_Elec Base | High Efficiency HPWH with Elec Base |  | High Efficiency HPWH with Elec Base | PGE | PGE | CZ12 | 1992-2010 | CARE | Mixed-fuel | Mixed-fuel | 1469.22 | 0.888 | 4690.0551 | 7700.4231 | 1623.5769 | 419.4261 | 354.7977 | N/A | 9574.4592 | 10107.548 | 1.2434 | 1.3126 | 8101.0357 | 8556.6131 | 1.052 | 1.1112 | N/A | N/A | N/A | N/A | 11.1821 | 13.219 | N/A | 9324 | 1.2108 | 0.10559 | 4.904% | 7335.65 | 258.809 | 2181.5271 | 2.153 | 82450.8 | 5866.43
HPWH_HighEfficiency_Elec Base | High Efficiency HPWH with Elec Base |  | High Efficiency HPWH with Elec Base | PGE | SMUD | CZ12 | 1992-2010 | CARE | Mixed-fuel | Mixed-fuel | 1469.22 | 0.888 | 4690.0551 | 7700.4231 | 1623.5769 | 1.6657 | 1.6657 | N/A | 50.1925 | 82.2448 | 0.0065181 | 0.010681 | 50.1925 | 82.2448 | 0.0065181 | 0.010681 | N/A | N/A | N/A | N/A | 2815.7006 | 2815.7006 | N/A | 9324 | 1.2108 | 0.10559 | 4.904% | 7335.65 | 258.809 | 386.5385 | 2.153 | 82450.8 | 5866.43
HPWH_HighEfficiency_Elec Base | High Efficiency HPWH with Elec Base |  | High Efficiency HPWH with Elec Base | PGE | PGE | CZ13 | 1992-2010 | CARE | Mixed-fuel | Mixed-fuel | 1364.98 | 0.674 | 4690.0551 | 7700.4231 | 1057.4769 | 388.23 | 371.1267 | N/A | 8859.4142 | 9345.6784 | 1.1505 | 1.2137 | 8469.4851 | 8935.2366 | 1.0999 | 1.1604 | N/A | N/A | N/A | N/A | 12.0806 | 12.6373 | N/A | 8757.9 | 1.1373 | 0.10195 | 5.557% | 9272.68 | 191.308 | 2650.5853 | 1.8345 | 86496.75 | 7907.7
HPWH_HighEfficiency_Elec Base | High Efficiency HPWH with Elec Base |  | High Efficiency HPWH with Elec Base | SCG | SCE | CZ14 | 1992-2010 | CARE | Mixed-fuel | Mixed-fuel | 1325.94 | 0.793 | 4690.0551 | 7700.4231 | 524.6769 | 375.4124 | 325.7182 | N/A | 8466.4173 | 9041.5533 | 1.0995 | 1.1742 | 7346.9883 | 7849.0056 | 0.9541 | 1.0193 | N/A | N/A | N/A | N/A | 12.4931 | 14.3991 | N/A | 8225.1 | 1.0681 | 0.08554 | 3.96% | 8452.76 | 254.836 | 2334.0178 | 2.1601 | 87562.35 | 7126.82
HPWH_HighEfficiency_Elec Base | High Efficiency HPWH with Elec Base |  | High Efficiency HPWH with Elec Base | SDGE | SDGE | CZ14 | 1992-2010 | CARE | Mixed-fuel | Mixed-fuel | 1325.94 | 0.793 | 4690.0551 | 7700.4231 | 524.6769 | 457.253 | 547.1483 | N/A | 11077.3351 | 11014.9726 | 1.4385 | 1.4304 | 13253.1973 | 13172.2557 | 1.7211 | 1.7106 | N/A | N/A | N/A | N/A | 10.257 | 8.5718 | N/A | 8225.1 | 1.0681 | 0.08554 | 3.96% | 8452.76 | 254.836 | 3089.0968 | 2.1601 | 87562.35 | 7126.82
HPWH_HighEfficiency_Elec Base | High Efficiency HPWH with Elec Base |  | High Efficiency HPWH with Elec Base | SCG | SCE | CZ15 | 1992-2010 | CARE | Mixed-fuel | Mixed-fuel | 1180.7 | 0.1628 | 4690.0551 | 7700.4231 | -41.4231 | 327.7923 | 262.5127 | N/A | 7385.7498 | 7872.2185 | 0.95914 | 1.0223 | 5915.2373 | 6305.6552 | 0.76817 | 0.81887 | N/A | N/A | N/A | N/A | 14.308 | 17.866 | N/A | 7659 | 0.99462 | 0.09626 | 8.582% | 12302.5 | 56.7823 | 3002.8084 | 1.1217 | 85780.8 | 11121.8
HPWH_HighEfficiency_Elec Base | High Efficiency HPWH with Elec Base |  | High Efficiency HPWH with Elec Base | PGE | PGE | CZ16 | 1992-2010 | CARE | Mixed-fuel | Mixed-fuel | 1579.39 | 1.26 | 4690.0551 | 7700.4231 | 2073.1269 | 453.2069 | 436.5971 | N/A | 10349.513 | 10935.1856 | 1.344 | 1.4201 | 9970.838 | 10536.59 | 1.2948 | 1.3683 | N/A | N/A | N/A | N/A | 10.3486 | 10.7423 | N/A | 9773.55 | 1.2692 | 0.10818 | 3.221% | 7312.87 | 462.505 | 2505.3826 | 3.3582 | 106526.7 | 5733.48
HPWH_HighEfficiency_DR_Elec Base | High Efficiency HPWH with Demand Response w/ Elec Base |  | High Efficiency HPWH with Demand Response w/ Elec Base | PGE | PGE | CZ01 | Pre1978 | Std | Mixed-fuel | Mixed-fuel | 1873.13 | 3.44 | 4476.1853 | 7700.4231 | 5419.7769 | 830.5493 | 908.6225 | N/A | 18996.5534 | 20143.6099 | 2.4669 | 2.6159 | 20776.4953 | 22017.1879 | 2.6981 | 2.8592 | N/A | N/A | N/A | N/A | 5.3894 | 4.9263 | N/A | 13120.2 | 1.7038 | 0.17021 | 3.143% | 7200.79 | 812.541 | 4624.3145 | 5.4161 | 149317.2 | 5327.66
HPWH_HighEfficiency_DR_Elec Base | High Efficiency HPWH with Demand Response w/ Elec Base |  | High Efficiency HPWH with Demand Response w/ Elec Base | PGE | PGE | CZ02 | Pre1978 | Std | Mixed-fuel | Mixed-fuel | 1675.54 | 1.601 | 4476.1853 | 7700.4231 | 3654.8769 | 739.2496 | 727.4529 | N/A | 16882.7329 | 17840.7504 | 2.1924 | 2.3169 | 16613.7864 | 17557.6557 | 2.1575 | 2.2801 | N/A | N/A | N/A | N/A | 6.055 | 6.1532 | N/A | 11355.3 | 1.4746 | 0.13499 | 4.24% | 7317.95 | 431.98 | 3741.7283 | 3.1838 | 103346.55 | 5642.41
HPWH_HighEfficiency_DR_Elec Base | High Efficiency HPWH with Demand Response w/ Elec Base |  | High Efficiency HPWH with Demand Response w/ Elec Base | PGE | PGE | CZ03 | Pre1978 | Std | Mixed-fuel | Mixed-fuel | 1742.97 | 1.891 | 4476.1853 | 7700.4231 | 4354.1769 | 766.9993 | 806.5171 | N/A | 17520.0366 | 18522.7905 | 2.2752 | 2.4054 | 18420.9788 | 19471.1279 | 2.3922 | 2.5286 | N/A | N/A | N/A | N/A | 5.836 | 5.55 | N/A | 12054.6 | 1.5654 | 0.15391 | 5.986% | 6574.2 | 336.215 | 3241.2053 | 2.5712 | 87112.8 | 4831.23
HPWH_HighEfficiency_DR_Elec Base | High Efficiency HPWH with Demand Response w/ Elec Base |  | High Efficiency HPWH with Demand Response w/ Elec Base | PGE | PGE | CZ04 | Pre1978 | Std | Mixed-fuel | Mixed-fuel | 1663.31 | 1.487 | 4476.1853 | 7700.4231 | 3305.2269 | 732.2571 | 752.0798 | N/A | 16720.8305 | 17664.3506 | 2.1714 | 2.2939 | 17172.7563 | 18140.0505 | 2.2301 | 2.3557 | N/A | N/A | N/A | N/A | 6.1129 | 5.9517 | N/A | 11005.65 | 1.4292 | 0.13687 | 4.406% | 9307.18 | 407.207 | 4690.5853 | 3.1065 | 112903.65 | 7643.87
HPWH_HighEfficiency_DR_Elec Base | High Efficiency HPWH with Demand Response w/ Elec Base |  | High Efficiency HPWH with Demand Response w/ Elec Base | CPAU | CPAU | CZ04 | Pre1978 | Std | Mixed-fuel | Mixed-fuel | 1663.31 | 1.487 | 4476.1853 | 7700.4231 | 3305.2269 | 413.7374 | 413.7374 | N/A | 9457.0867 | 10013.6624 | 1.2281 | 1.3004 | 9457.0867 | 10013.6624 | 1.2281 | 1.3004 | N/A | N/A | N/A | N/A | 10.8189 | 10.8189 | N/A | 11005.65 | 1.4292 | 0.13687 | 4.406% | 9307.18 | 407.207 | 2916.6445 | 3.1065 | 112903.65 | 7643.87
HPWH_HighEfficiency_DR_Elec Base | High Efficiency HPWH with Demand Response w/ Elec Base |  | High Efficiency HPWH with Demand Response w/ Elec Base | PGE | PGE | CZ05 | Pre1978 | Std | Mixed-fuel | Mixed-fuel | 1766.4 | 1.923 | 4476.1853 | 7700.4231 | 4254.2769 | 777.7121 | 818.6341 | N/A | 17764.315 | 18780.0259 | 2.3069 | 2.4388 | 18697.2723 | 19762.0627 | 2.4281 | 2.5664 | N/A | N/A | N/A | N/A | 5.7556 | 5.4679 | N/A | 11954.7 | 1.5525 | 0.15322 | 6.278% | 6586.85 | 314.16 | 3183.7977 | 2.4405 | 83849.4 | 4820.45
HPWH_HighEfficiency_DR_Elec Base | High Efficiency HPWH with Demand Response w/ Elec Base |  | High Efficiency HPWH with Demand Response w/ Elec Base | SCG | PGE | CZ05 | Pre1978 | Std | Mixed-fuel | Mixed-fuel | 1766.4 | 1.923 | 4476.1853 | 7700.4231 | 4254.2769 | 776.9089 | 817.831 | N/A | 17740.1132 | 18740.369 | 2.3038 | 2.4337 | 18673.0705 | 19722.4057 | 2.4249 | 2.5612 | N/A | N/A | N/A | N/A | 5.7615 | 5.4732 | N/A | 11954.7 | 1.5525 | 0.15322 | 6.278% | 6586.85 | 314.16 | 3122.3123 | 2.4405 | 83849.4 | 4820.45
HPWH_HighEfficiency_DR_Elec Base | High Efficiency HPWH with Demand Response w/ Elec Base |  | High Efficiency HPWH with Demand Response w/ Elec Base | SCG | SCE | CZ06 | Pre1978 | Std | Mixed-fuel | Mixed-fuel | 1614.8 | 0.521 | 4476.1853 | 7700.4231 | 2955.5769 | 679.5678 | 580.5733 | N/A | 15315.1157 | 16331.1981 | 1.9889 | 2.1208 | 13085.1292 | 13955.5534 | 1.6993 | 1.8123 | N/A | N/A | N/A | N/A | 6.5868 | 7.7099 | N/A | 10656 | 1.3838 | 0.13508 | 11.08% | 7055.6 | 109.051 | 2679.6307 | 1.2195 | 60206.4 | 5440.8
HPWH_HighEfficiency_DR_Elec Base | High Efficiency HPWH with Demand Response w/ Elec Base |  | High Efficiency HPWH with Demand Response w/ Elec Base | SDGE | SDGE | CZ07 | Pre1978 | Std | Mixed-fuel | Mixed-fuel | 1592.68 | 0.4959 | 4476.1853 | 7700.4231 | 2888.9769 | 924.0363 | 1038.1634 | N/A | 22373.1059 | 22206.2572 | 2.9054 | 2.8838 | 25135.4855 | 24945.0496 | 3.2642 | 3.2394 | N/A | N/A | N/A | N/A | 4.8442 | 4.3116 | N/A | 10589.4 | 1.3752 | 0.13368 | 11.49% | 7388.75 | 97.4705 | 3902.7717 | 1.1637 | 62221.05 | 5796.07
HPWH_HighEfficiency_DR_Elec Base | High Efficiency HPWH with Demand Response w/ Elec Base |  | High Efficiency HPWH with Demand Response w/ Elec Base | SCG | SCE | CZ08 | Pre1978 | Std | Mixed-fuel | Mixed-fuel | 1618.11 | 0.645 | 4476.1853 | 7700.4231 | 3005.5269 | 684.635 | 729.8188 | N/A | 15431.0874 | 16458.8911 | 2.0039 | 2.1374 | 16448.9122 | 17543.1981 | 2.1361 | 2.2782 | N/A | N/A | N/A | N/A | 6.5381 | 6.1333 | N/A | 10705.95 | 1.3903 | 0.1387 | 9.846% | 9864.2 | 124.723 | 3981.5082 | 1.4087 | 78404.85 | 8246.09
HPWH_HighEfficiency_DR_Elec Base | High Efficiency HPWH with Demand Response w/ Elec Base |  | High Efficiency HPWH with Demand Response w/ Elec Base | SCG | SCE | CZ09 | Pre1978 | Std | Mixed-fuel | Mixed-fuel | 1628.92 | 0.708 | 4476.1853 | 7700.4231 | 3038.8269 | 690.6987 | 642.6579 | N/A | 15568.4896 | 16607.1089 | 2.0218 | 2.1566 | 14486.3067 | 15454.24 | 1.8812 | 2.0069 | N/A | N/A | N/A | N/A | 6.4807 | 6.9651 | N/A | 10739.25 | 1.3946 | 0.13994 | 8.672% | 9730.7 | 157.936 | 3911.5009 | 1.6138 | 82550.7 | 8101.78
HPWH_HighEfficiency_DR_Elec Base | High Efficiency HPWH with Demand Response w/ Elec Base |  | High Efficiency HPWH with Demand Response w/ Elec Base | SCG | SCE | CZ10 | Pre1978 | Std | Mixed-fuel | Mixed-fuel | 1599.8 | 0.694 | 4476.1853 | 7700.4231 | 2872.3269 | 676.1544 | 677.165 | N/A | 15240.5357 | 16256.9989 | 1.9792 | 2.1112 | 15263.3025 | 16281.2528 | 1.9821 | 2.1143 | N/A | N/A | N/A | N/A | 6.6201 | 6.6102 | N/A | 10572.75 | 1.373 | 0.13735 | 8.364% | 11004.6 | 156.916 | 4431.6478 | 1.6422 | 89244 | 9404.8
HPWH_HighEfficiency_DR_Elec Base | High Efficiency HPWH with Demand Response w/ Elec Base |  | High Efficiency HPWH with Demand Response w/ Elec Base | SDGE | SDGE | CZ10 | Pre1978 | Std | Mixed-fuel | Mixed-fuel | 1599.8 | 0.694 | 4476.1853 | 7700.4231 | 2872.3269 | 924.0964 | 1423.189 | N/A | 22378.0333 | 22222.5654 | 2.9061 | 2.8859 | 34458.2754 | 34199.658 | 4.4749 | 4.4413 | N/A | N/A | N/A | N/A | 4.8439 | 3.1452 | N/A | 10572.75 | 1.373 | 0.13735 | 8.364% | 11004.6 | 156.916 | 6279.6131 | 1.6422 | 89244 | 9404.8
HPWH_HighEfficiency_DR_Elec Base | High Efficiency HPWH with Demand Response w/ Elec Base |  | High Efficiency HPWH with Demand Response w/ Elec Base | PGE | PGE | CZ11 | Pre1978 | Std | Mixed-fuel | Mixed-fuel | 1552.5 | 1.304 | 4476.1853 | 7700.4231 | 2589.2769 | 680.8996 | 818.5729 | N/A | 15547.5495 | 16423.5414 | 2.0191 | 2.1328 | 18686.2799 | 19727.3888 | 2.4267 | 2.5619 | N/A | N/A | N/A | N/A | 6.5739 | 5.4683 | N/A | 10289.7 | 1.3363 | 0.12956 | 3.842% | 13013.7 | 425.589 | 6429.8134 | 3.3723 | 137612.25 | 11461.2
HPWH_HighEfficiency_DR_Elec Base | High Efficiency HPWH with Demand Response w/ Elec Base |  | High Efficiency HPWH with Demand Response w/ Elec Base | PGE | PGE | CZ12 | Pre1978 | Std | Mixed-fuel | Mixed-fuel | 1606.7 | 1.37 | 4476.1853 | 7700.4231 | 2922.2769 | 705.6843 | 690.4684 | N/A | 16113.2218 | 17020.4645 | 2.0925 | 2.2103 | 15766.3227 | 16655.3163 | 2.0475 | 2.1629 | N/A | N/A | N/A | N/A | 6.343 | 6.4828 | N/A | 10622.7 | 1.3795 | 0.13228 | 4.138% | 9960.86 | 415.25 | 4972.1255 | 3.1969 | 118248.3 | 8354.16
HPWH_HighEfficiency_DR_Elec Base | High Efficiency HPWH with Demand Response w/ Elec Base |  | High Efficiency HPWH with Demand Response w/ Elec Base | PGE | SMUD | CZ12 | Pre1978 | Std | Mixed-fuel | Mixed-fuel | 1606.7 | 1.37 | 4476.1853 | 7700.4231 | 2922.2769 | 219.3641 | 219.3641 | N/A | 5025.9021 | 5349.882 | 0.65268 | 0.69475 | 5025.9021 | 5349.882 | 0.65268 | 0.69475 | N/A | N/A | N/A | N/A | 20.4053 | 20.4053 | N/A | 10622.7 | 1.3795 | 0.13228 | 4.138% | 9960.86 | 415.25 | 2731.2492 | 3.1969 | 118248.3 | 8354.16
HPWH_HighEfficiency_DR_Elec Base | High Efficiency HPWH with Demand Response w/ Elec Base |  | High Efficiency HPWH with Demand Response w/ Elec Base | PGE | PGE | CZ13 | Pre1978 | Std | Mixed-fuel | Mixed-fuel | 1607.3 | 1.099 | 4476.1853 | 7700.4231 | 2839.0269 | 701.3693 | 916.8073 | N/A | 16009.8067 | 16899.4785 | 2.0791 | 2.1946 | 20921.4471 | 22069.5022 | 2.7169 | 2.866 | N/A | N/A | N/A | N/A | 6.3821 | 4.8824 | N/A | 10539.45 | 1.3687 | 0.13477 | 4.947% | 14282.9 | 308.663 | 6746.4872 | 2.7241 | 131634.9 | 12675.6
HPWH_HighEfficiency_DR_Elec Base | High Efficiency HPWH with Demand Response w/ Elec Base |  | High Efficiency HPWH with Demand Response w/ Elec Base | SCG | SCE | CZ14 | Pre1978 | Std | Mixed-fuel | Mixed-fuel | 1520.4 | 1.294 | 4476.1853 | 7700.4231 | 2089.7769 | 648.9252 | 817.6313 | N/A | 14639.5392 | 15644.8522 | 1.9011 | 2.0317 | 18439.8732 | 19693.4162 | 2.3947 | 2.5574 | N/A | N/A | N/A | N/A | 6.8978 | 5.4746 | N/A | 9790.2 | 1.2714 | 0.11867 | 3.625% | 12322.5 | 419.833 | 5532.7098 | 3.274 | 130819.05 | 10802.1
HPWH_HighEfficiency_DR_Elec Base | High Efficiency HPWH with Demand Response w/ Elec Base |  | High Efficiency HPWH with Demand Response w/ Elec Base | SDGE | SDGE | CZ14 | Pre1978 | Std | Mixed-fuel | Mixed-fuel | 1520.4 | 1.294 | 4476.1853 | 7700.4231 | 2089.7769 | 855.0004 | 1401.8485 | N/A | 20715.3749 | 20606.2366 | 2.6902 | 2.676 | 33951.5098 | 33729.3522 | 4.409 | 4.3802 | N/A | N/A | N/A | N/A | 5.2353 | 3.1931 | N/A | 9790.2 | 1.2714 | 0.11867 | 3.625% | 12322.5 | 419.833 | 7534.0451 | 3.274 | 130819.05 | 10802.1
HPWH_HighEfficiency_DR_Elec Base | High Efficiency HPWH with Demand Response w/ Elec Base |  | High Efficiency HPWH with Demand Response w/ Elec Base | SCG | SCE | CZ15 | Pre1978 | Std | Mixed-fuel | Mixed-fuel | 1258.8 | 0.3196 | 4476.1853 | 7700.4231 | 724.4769 | 533.5799 | 997.3957 | N/A | 12024.02 | 12819.4125 | 1.5615 | 1.6648 | 22472.1011 | 23949.9407 | 2.9183 | 3.1102 | N/A | N/A | N/A | N/A | 8.389 | 4.4879 | N/A | 8424.9 | 1.0941 | 0.11484 | 7.336% | 21225.3 | 83.4367 | 8416.8488 | 1.5655 | 140908.95 | 19966.5
HPWH_HighEfficiency_DR_Elec Base | High Efficiency HPWH with Demand Response w/ Elec Base |  | High Efficiency HPWH with Demand Response w/ Elec Base | PGE | PGE | CZ16 | Pre1978 | Std | Mixed-fuel | Mixed-fuel | 1764.54 | 2.111 | 4476.1853 | 7700.4231 | 3738.1269 | 779.1729 | 799.8556 | N/A | 17802.2547 | 18831.12 | 2.3119 | 2.4455 | 18273.7874 | 19327.4583 | 2.3731 | 2.5099 | N/A | N/A | N/A | N/A | 5.7448 | 5.5962 | N/A | 11438.55 | 1.4854 | 0.13778 | 2.187% | 8393.95 | 949.56 | 5414.5555 | 6.3007 | 174208.95 | 6629.41
HPWH_HighEfficiency_DR_Elec Base | High Efficiency HPWH with Demand Response w/ Elec Base |  | High Efficiency HPWH with Demand Response w/ Elec Base | PGE | PGE | CZ01 | 1978-1991 | Std | Mixed-fuel | Mixed-fuel | 1869.88 | 2.728 | 4476.1853 | 7700.4231 | 5303.2269 | 827.3977 | 888.4586 | N/A | 18911.5551 | 20022.4939 | 2.4559 | 2.6002 | 20303.6466 | 21487.8181 | 2.6367 | 2.7905 | N/A | N/A | N/A | N/A | 5.41 | 5.0381 | N/A | 13003.65 | 1.6887 | 0.16566 | 3.766% | 7038.15 | 642.198 | 4134.4968 | 4.3987 | 127156.05 | 5168.27
HPWH_HighEfficiency_DR_Elec Base | High Efficiency HPWH with Demand Response w/ Elec Base |  | High Efficiency HPWH with Demand Response w/ Elec Base | PGE | PGE | CZ02 | 1978-1991 | Std | Mixed-fuel | Mixed-fuel | 1677.03 | 1.2 | 4476.1853 | 7700.4231 | 3671.5269 | 738.9083 | 711.2971 | N/A | 16866.7597 | 17804.218 | 2.1904 | 2.3121 | 16237.2695 | 17141.6126 | 2.1086 | 2.2261 | N/A | N/A | N/A | N/A | 6.0578 | 6.293 | N/A | 11371.95 | 1.4768 | 0.13266 | 5.161% | 6870.56 | 332.594 | 3282.2955 | 2.5707 | 88261.65 | 5193.53
HPWH_HighEfficiency_DR_Elec Base | High Efficiency HPWH with Demand Response w/ Elec Base |  | High Efficiency HPWH with Demand Response w/ Elec Base | PGE | PGE | CZ03 | 1978-1991 | Std | Mixed-fuel | Mixed-fuel | 1743.37 | 1.345 | 4476.1853 | 7700.4231 | 4270.9269 | 765.741 | 794.7705 | N/A | 17480.6783 | 18455.6721 | 2.2701 | 2.3967 | 18142.5048 | 19152.3148 | 2.356 | 2.4872 | N/A | N/A | N/A | N/A | 5.8456 | 5.632 | N/A | 11971.35 | 1.5546 | 0.15064 | 7.273% | 6448.24 | 253.446 | 2987.3177 | 2.0712 | 75774.15 | 4704.87
HPWH_HighEfficiency_DR_Elec Base | High Efficiency HPWH with Demand Response w/ Elec Base |  | High Efficiency HPWH with Demand Response w/ Elec Base | PGE | PGE | CZ04 | 1978-1991 | Std | Mixed-fuel | Mixed-fuel | 1666.3 | 1.122 | 4476.1853 | 7700.4231 | 3238.6269 | 732.7236 | 713.0881 | N/A | 16724.2658 | 17650.637 | 2.1719 | 2.2922 | 16276.6087 | 17179.4303 | 2.1137 | 2.231 | N/A | N/A | N/A | N/A | 6.109 | 6.2772 | N/A | 10939.05 | 1.4206 | 0.13478 | 5.434% | 8341.43 | 308.038 | 3982.9374 | 2.4802 | 94572 | 6675.13
HPWH_HighEfficiency_DR_Elec Base | High Efficiency HPWH with Demand Response w/ Elec Base |  | High Efficiency HPWH with Demand Response w/ Elec Base | CPAU | CPAU | CZ04 | 1978-1991 | Std | Mixed-fuel | Mixed-fuel | 1666.3 | 1.122 | 4476.1853 | 7700.4231 | 3238.6269 | 413.6595 | 413.6595 | N/A | 9449.3179 | 9991.0584 | 1.2271 | 1.2975 | 9449.3179 | 9991.0584 | 1.2271 | 1.2975 | N/A | N/A | N/A | N/A | 10.8209 | 10.8209 | N/A | 10939.05 | 1.4206 | 0.13478 | 5.434% | 8341.43 | 308.038 | 2443.3339 | 2.4802 | 94572 | 6675.13
HPWH_HighEfficiency_DR_Elec Base | High Efficiency HPWH with Demand Response w/ Elec Base |  | High Efficiency HPWH with Demand Response w/ Elec Base | PGE | PGE | CZ05 | 1978-1991 | Std | Mixed-fuel | Mixed-fuel | 1765.6 | 1.441 | 4476.1853 | 7700.4231 | 4204.3269 | 775.9887 | 805.2868 | N/A | 17714.8506 | 18703.4679 | 2.3005 | 2.4289 | 18382.8024 | 19406.5582 | 2.3872 | 2.5202 | N/A | N/A | N/A | N/A | 5.7684 | 5.5585 | N/A | 11904.75 | 1.546 | 0.15026 | 7.684% | 6465.53 | 233.75 | 2942.5714 | 1.9555 | 72943.65 | 4699.93
HPWH_HighEfficiency_DR_Elec Base | High Efficiency HPWH with Demand Response w/ Elec Base |  | High Efficiency HPWH with Demand Response w/ Elec Base | SCG | PGE | CZ05 | 1978-1991 | Std | Mixed-fuel | Mixed-fuel | 1765.6 | 1.441 | 4476.1853 | 7700.4231 | 4204.3269 | 775.3359 | 804.6341 | N/A | 17695.1804 | 18671.2366 | 2.2979 | 2.4247 | 18363.1322 | 19374.3269 | 2.3847 | 2.516 | N/A | N/A | N/A | N/A | 5.7732 | 5.563 | N/A | 11904.75 | 1.546 | 0.15026 | 7.684% | 6465.53 | 233.75 | 2918.6372 | 1.9555 | 72943.65 | 4699.93
HPWH_HighEfficiency_DR_Elec Base | High Efficiency HPWH with Demand Response w/ Elec Base |  | High Efficiency HPWH with Demand Response w/ Elec Base | SCG | SCE | CZ06 | 1978-1991 | Std | Mixed-fuel | Mixed-fuel | 1617.57 | 0.3355 | 4476.1853 | 7700.4231 | 2988.8769 | 680.4958 | 558.9728 | N/A | 15333.5829 | 16345.3382 | 1.9913 | 2.1227 | 12596.1117 | 13429.061 | 1.6358 | 1.7439 | N/A | N/A | N/A | N/A | 6.5778 | 8.0079 | N/A | 10689.3 | 1.3881 | 0.13403 | 12.95% | 6582.27 | 81.1418 | 2409.7805 | 1.0348 | 53929.35 | 4964.7
HPWH_HighEfficiency_DR_Elec Base | High Efficiency HPWH with Demand Response w/ Elec Base |  | High Efficiency HPWH with Demand Response w/ Elec Base | SDGE | SDGE | CZ07 | 1978-1991 | Std | Mixed-fuel | Mixed-fuel | 1595.05 | 0.3334 | 4476.1853 | 7700.4231 | 2855.6769 | 922.5485 | 978.9201 | N/A | 22334.4888 | 22159.4035 | 2.9004 | 2.8777 | 23698.9315 | 23512.1956 | 3.0776 | 3.0534 | N/A | N/A | N/A | N/A | 4.852 | 4.5726 | N/A | 10556.1 | 1.3708 | 0.13268 | 13.23% | 6870.32 | 73.68 | 3497.2607 | 1.0027 | 55894.05 | 5275.27
HPWH_HighEfficiency_DR_Elec Base | High Efficiency HPWH with Demand Response w/ Elec Base |  | High Efficiency HPWH with Demand Response w/ Elec Base | SCG | SCE | CZ08 | 1978-1991 | Std | Mixed-fuel | Mixed-fuel | 1620.75 | 0.4637 | 4476.1853 | 7700.4231 | 2988.8769 | 685.3955 | 675.5212 | N/A | 15445.7828 | 16469.0166 | 2.0058 | 2.1387 | 15223.3498 | 16232.0548 | 1.9769 | 2.1079 | N/A | N/A | N/A | N/A | 6.5308 | 6.6263 | N/A | 10689.3 | 1.3881 | 0.13771 | 11.55% | 8907.32 | 93.2702 | 3500.3372 | 1.1921 | 69014.25 | 7286.57
HPWH_HighEfficiency_DR_Elec Base | High Efficiency HPWH with Demand Response w/ Elec Base |  | High Efficiency HPWH with Demand Response w/ Elec Base | SCG | SCE | CZ09 | 1978-1991 | Std | Mixed-fuel | Mixed-fuel | 1631.16 | 0.496 | 4476.1853 | 7700.4231 | 3022.1769 | 689.8764 | 590.9951 | N/A | 15547.1116 | 16577.8485 | 2.019 | 2.1528 | 13319.6746 | 14204.9199 | 1.7297 | 1.8447 | N/A | N/A | N/A | N/A | 6.4884 | 7.574 | N/A | 10722.6 | 1.3925 | 0.13876 | 10.26% | 8783.76 | 119.219 | 3417.6162 | 1.3518 | 72127.8 | 7152.6
HPWH_HighEfficiency_DR_Elec Base | High Efficiency HPWH with Demand Response w/ Elec Base |  | High Efficiency HPWH with Demand Response w/ Elec Base | SCG | SCE | CZ10 | 1978-1991 | Std | Mixed-fuel | Mixed-fuel | 1602.03 | 0.495 | 4476.1853 | 7700.4231 | 2855.6769 | 675.8434 | 605.5422 | N/A | 15230.8958 | 16240.7458 | 1.9779 | 2.1091 | 13647.2657 | 14553.6763 | 1.7723 | 1.89 | N/A | N/A | N/A | N/A | 6.6231 | 7.392 | N/A | 10556.1 | 1.3708 | 0.13605 | 9.952% | 9770.39 | 117.077 | 3812.5455 | 1.3671 | 77189.4 | 8168.36
HPWH_HighEfficiency_DR_Elec Base | High Efficiency HPWH with Demand Response w/ Elec Base |  | High Efficiency HPWH with Demand Response w/ Elec Base | SDGE | SDGE | CZ10 | 1978-1991 | Std | Mixed-fuel | Mixed-fuel | 1602.03 | 0.495 | 4476.1853 | 7700.4231 | 2855.6769 | 923.9588 | 1272.3166 | N/A | 22371.4573 | 22205.3719 | 2.9052 | 2.8837 | 30803.2529 | 30565.171 | 4.0002 | 3.9693 | N/A | N/A | N/A | N/A | 4.8446 | 3.5181 | N/A | 10556.1 | 1.3708 | 0.13605 | 9.952% | 9770.39 | 117.077 | 5403.6525 | 1.3671 | 77189.4 | 8168.36
HPWH_HighEfficiency_DR_Elec Base | High Efficiency HPWH with Demand Response w/ Elec Base |  | High Efficiency HPWH with Demand Response w/ Elec Base | PGE | PGE | CZ11 | 1978-1991 | Std | Mixed-fuel | Mixed-fuel | 1554.04 | 1.004 | 4476.1853 | 7700.4231 | 2572.6269 | 680.684 | 732.4843 | N/A | 15536.0828 | 16395.7004 | 2.0176 | 2.1292 | 16717.0459 | 17638.7895 | 2.1709 | 2.2906 | N/A | N/A | N/A | N/A | 6.576 | 6.111 | N/A | 10273.05 | 1.3341 | 0.12782 | 4.78% | 11389.6 | 318.734 | 5385.6325 | 2.6739 | 114385.5 | 9835.56
HPWH_HighEfficiency_DR_Elec Base | High Efficiency HPWH with Demand Response w/ Elec Base |  | High Efficiency HPWH with Demand Response w/ Elec Base | PGE | PGE | CZ12 | 1978-1991 | Std | Mixed-fuel | Mixed-fuel | 1607.31 | 1.036 | 4476.1853 | 7700.4231 | 2888.9769 | 705.114 | 644.5089 | N/A | 16093.7397 | 16984.3572 | 2.09 | 2.2056 | 14712.0398 | 15529.9712 | 1.9105 | 2.0168 | N/A | N/A | N/A | N/A | 6.3482 | 6.9451 | N/A | 10589.4 | 1.3752 | 0.13043 | 5.073% | 8921.04 | 317.283 | 4232.8773 | 2.5712 | 99517.05 | 7313.73
HPWH_HighEfficiency_DR_Elec Base | High Efficiency HPWH with Demand Response w/ Elec Base |  | High Efficiency HPWH with Demand Response w/ Elec Base | PGE | SMUD | CZ12 | 1978-1991 | Std | Mixed-fuel | Mixed-fuel | 1607.31 | 1.036 | 4476.1853 | 7700.4231 | 2888.9769 | 218.7868 | 218.7868 | N/A | 5006.2594 | 5313.6057 | 0.65013 | 0.69004 | 5006.2594 | 5313.6057 | 0.65013 | 0.69004 | N/A | N/A | N/A | N/A | 20.4591 | 20.4591 | N/A | 10589.4 | 1.3752 | 0.13043 | 5.073% | 8921.04 | 317.283 | 2301.0048 | 2.5712 | 99517.05 | 7313.73
HPWH_HighEfficiency_DR_Elec Base | High Efficiency HPWH with Demand Response w/ Elec Base |  | High Efficiency HPWH with Demand Response w/ Elec Base | PGE | PGE | CZ13 | 1978-1991 | Std | Mixed-fuel | Mixed-fuel | 1609.4 | 0.801 | 4476.1853 | 7700.4231 | 2839.0269 | 701.6617 | 815.0762 | N/A | 16011.1933 | 16888.2255 | 2.0793 | 2.1932 | 18596.8616 | 19609.9163 | 2.415 | 2.5466 | N/A | N/A | N/A | N/A | 6.3794 | 5.4917 | N/A | 10539.45 | 1.3687 | 0.13315 | 6.009% | 12437.4 | 235.129 | 5686.7832 | 2.2158 | 111055.5 | 10828
HPWH_HighEfficiency_DR_Elec Base | High Efficiency HPWH with Demand Response w/ Elec Base |  | High Efficiency HPWH with Demand Response w/ Elec Base | SCG | SCE | CZ14 | 1978-1991 | Std | Mixed-fuel | Mixed-fuel | 1521.43 | 0.868 | 4476.1853 | 7700.4231 | 1989.8769 | 648.244 | 717.3565 | N/A | 14616.6405 | 15603.3063 | 1.8982 | 2.0263 | 16173.4926 | 17261.8488 | 2.1003 | 2.2417 | N/A | N/A | N/A | N/A | 6.9051 | 6.2398 | N/A | 9690.3 | 1.2584 | 0.11588 | 4.498% | 10836.1 | 310.876 | 4641.1096 | 2.5765 | 108374.85 | 9314.67
HPWH_HighEfficiency_DR_Elec Base | High Efficiency HPWH with Demand Response w/ Elec Base |  | High Efficiency HPWH with Demand Response w/ Elec Base | SDGE | SDGE | CZ14 | 1978-1991 | Std | Mixed-fuel | Mixed-fuel | 1521.43 | 0.868 | 4476.1853 | 7700.4231 | 1989.8769 | 840.7841 | 1215.1088 | N/A | 20364.5043 | 20236.079 | 2.6446 | 2.6279 | 29424.8114 | 29219.0229 | 3.8212 | 3.7945 | N/A | N/A | N/A | N/A | 5.3238 | 3.6838 | N/A | 9690.3 | 1.2584 | 0.11588 | 4.498% | 10836.1 | 310.876 | 6329.8218 | 2.5765 | 108374.85 | 9314.67
HPWH_HighEfficiency_DR_Elec Base | High Efficiency HPWH with Demand Response w/ Elec Base |  | High Efficiency HPWH with Demand Response w/ Elec Base | SCG | SCE | CZ15 | 1978-1991 | Std | Mixed-fuel | Mixed-fuel | 1261.5 | 0.2166 | 4476.1853 | 7700.4231 | 691.1769 | 534.3568 | 789.6701 | N/A | 12040.1208 | 12833.3876 | 1.5636 | 1.6666 | 17791.4006 | 18960.3291 | 2.3104 | 2.4622 | N/A | N/A | N/A | N/A | 8.3768 | 5.6684 | N/A | 8391.6 | 1.0898 | 0.11407 | 8.448% | 17965.4 | 64.4143 | 6967.1153 | 1.3502 | 119530.35 | 16703.9
HPWH_HighEfficiency_DR_Elec Base | High Efficiency HPWH with Demand Response w/ Elec Base |  | High Efficiency HPWH with Demand Response w/ Elec Base | PGE | PGE | CZ16 | 1978-1991 | Std | Mixed-fuel | Mixed-fuel | 1764.86 | 1.594 | 4476.1853 | 7700.4231 | 3654.8769 | 778.073 | 770.046 | N/A | 17767.7947 | 18772.255 | 2.3074 | 2.4378 | 17584.7924 | 18579.6256 | 2.2836 | 2.4128 | N/A | N/A | N/A | N/A | 5.7529 | 5.8129 | N/A | 11355.3 | 1.4746 | 0.13462 | 2.621% | 7869.28 | 757.403 | 4689.5751 | 5.1358 | 146936.25 | 6104.42
HPWH_HighEfficiency_DR_Elec Base | High Efficiency HPWH with Demand Response w/ Elec Base |  | High Efficiency HPWH with Demand Response w/ Elec Base | PGE | PGE | CZ01 | 1992-2010 | Std | Mixed-fuel | Mixed-fuel | 1869.29 | 2.109 | 4476.1853 | 7700.4231 | 5253.2769 | 825.6704 | 860.4855 | N/A | 18861.3112 | 19943.453 | 2.4494 | 2.5899 | 19655.0408 | 20778.9379 | 2.5525 | 2.6984 | N/A | N/A | N/A | N/A | 5.4213 | 5.2019 | N/A | 12953.7 | 1.6822 | 0.16197 | 0.058873 | 6792.33 | 365.701 | 3357.8426 | 2.7512 | 91475.1 | 4923.04
HPWH_HighEfficiency_DR_Elec Base | High Efficiency HPWH with Demand Response w/ Elec Base |  | High Efficiency HPWH with Demand Response w/ Elec Base | PGE | PGE | CZ02 | 1992-2010 | Std | Mixed-fuel | Mixed-fuel | 1678.71 | 1.061 | 4476.1853 | 7700.4231 | 3621.5769 | 739.2813 | 701.2607 | N/A | 16871.6516 | 17800.6716 | 2.191 | 2.3116 | 16004.843 | 16888.2634 | 2.0784 | 2.1932 | N/A | N/A | N/A | N/A | 6.0548 | 6.3831 | N/A | 11322 | 1.4703 | 0.13189 | 0.059412 | 6534.96 | 277.753 | 2987.8913 | 2.2199 | 79187.4 | 4856.25
HPWH_HighEfficiency_DR_Elec Base | High Efficiency HPWH with Demand Response w/ Elec Base |  | High Efficiency HPWH with Demand Response w/ Elec Base | PGE | PGE | CZ03 | 1992-2010 | Std | Mixed-fuel | Mixed-fuel | 1743.46 | 1.26 | 4476.1853 | 7700.4231 | 4254.2769 | 765.4058 | 788.0637 | N/A | 17470.0998 | 18437.4677 | 2.2687 | 2.3943 | 17986.6637 | 18981.2062 | 2.3358 | 2.465 | N/A | N/A | N/A | N/A | 5.8481 | 5.68 | N/A | 11954.7 | 1.5525 | 0.15014 | 0.081645 | 6367.74 | 215.873 | 2863.1508 | 1.8389 | 70312.95 | 4624.28
HPWH_HighEfficiency_DR_Elec Base | High Efficiency HPWH with Demand Response w/ Elec Base |  | High Efficiency HPWH with Demand Response w/ Elec Base | PGE | PGE | CZ04 | 1992-2010 | Std | Mixed-fuel | Mixed-fuel | 1667.92 | 0.977 | 4476.1853 | 7700.4231 | 3288.5769 | 732.8916 | 679.2063 | N/A | 16724.4189 | 17641.9468 | 2.1719 | 2.291 | 15500.4825 | 16353.6237 | 2.0129 | 2.1237 | N/A | N/A | N/A | N/A | 6.1076 | 6.5903 | N/A | 10989 | 1.4271 | 0.13404 | 0.063486 | 7020.68 | 255.645 | 3200.9296 | 2.1113 | 79903.35 | 5352.76
HPWH_HighEfficiency_DR_Elec Base | High Efficiency HPWH with Demand Response w/ Elec Base |  | High Efficiency HPWH with Demand Response w/ Elec Base | CPAU | CPAU | CZ04 | 1992-2010 | Std | Mixed-fuel | Mixed-fuel | 1667.92 | 0.977 | 4476.1853 | 7700.4231 | 3288.5769 | 413.0134 | 413.0134 | N/A | 9426.9259 | 9949.0428 | 1.2242 | 1.292 | 9426.9259 | 9949.0428 | 1.2242 | 1.292 | N/A | N/A | N/A | N/A | 10.8379 | 10.8379 | N/A | 10989 | 1.4271 | 0.13404 | 0.063486 | 7020.68 | 255.645 | 2005.5164 | 2.1113 | 79903.35 | 5352.76
HPWH_HighEfficiency_DR_Elec Base | High Efficiency HPWH with Demand Response w/ Elec Base |  | High Efficiency HPWH with Demand Response w/ Elec Base | PGE | PGE | CZ05 | 1992-2010 | Std | Mixed-fuel | Mixed-fuel | 1765.29 | 1.306 | 4476.1853 | 7700.4231 | 4187.6769 | 775.3945 | 797.3282 | N/A | 17697.7585 | 18676.9372 | 2.2983 | 2.4254 | 18197.8102 | 19203.2948 | 2.3632 | 2.4938 | N/A | N/A | N/A | N/A | 5.7728 | 5.614 | N/A | 11888.1 | 1.5438 | 0.14941 | 0.084595 | 6386.91 | 203.373 | 2842.6186 | 1.7662 | 68498.1 | 4621.62
HPWH_HighEfficiency_DR_Elec Base | High Efficiency HPWH with Demand Response w/ Elec Base |  | High Efficiency HPWH with Demand Response w/ Elec Base | SCG | PGE | CZ05 | 1992-2010 | Std | Mixed-fuel | Mixed-fuel | 1765.29 | 1.306 | 4476.1853 | 7700.4231 | 4187.6769 | 774.9764 | 796.91 | N/A | 17685.1575 | 18656.2894 | 2.2966 | 2.4228 | 18185.2092 | 19182.6469 | 2.3616 | 2.4911 | N/A | N/A | N/A | N/A | 5.7759 | 5.6169 | N/A | 11888.1 | 1.5438 | 0.14941 | 0.084595 | 6386.91 | 203.373 | 2828.9926 | 1.7662 | 68498.1 | 4621.62
HPWH_HighEfficiency_DR_Elec Base | High Efficiency HPWH with Demand Response w/ Elec Base |  | High Efficiency HPWH with Demand Response w/ Elec Base | SCG | SCE | CZ06 | 1992-2010 | Std | Mixed-fuel | Mixed-fuel | 1620.47 | 0.3175 | 4476.1853 | 7700.4231 | 2972.2269 | 680.368 | 536.9676 | N/A | 15330.4534 | 16341.4355 | 1.9909 | 2.1221 | 12100.1654 | 12900.1518 | 1.5714 | 1.6753 | N/A | N/A | N/A | N/A | 6.5791 | 8.336 | N/A | 10672.65 | 1.386 | 0.13397 | 0.13824 | 6105.24 | 73.3606 | 2176.5444 | 0.96911 | 50099.85 | 4484.77
HPWH_HighEfficiency_DR_Elec Base | High Efficiency HPWH with Demand Response w/ Elec Base |  | High Efficiency HPWH with Demand Response w/ Elec Base | SDGE | SDGE | CZ07 | 1992-2010 | Std | Mixed-fuel | Mixed-fuel | 1598.25 | 0.3018 | 4476.1853 | 7700.4231 | 2888.9769 | 923.9223 | 907.76 | N/A | 22367.2745 | 22190.3676 | 2.9047 | 2.8817 | 21976.0744 | 21802.5079 | 2.8539 | 2.8313 | N/A | N/A | N/A | N/A | 4.8448 | 4.931 | N/A | 10589.4 | 1.3752 | 0.13264 | 0.141 | 6210.04 | 67.6832 | 3039.6677 | 0.94071 | 50965.65 | 4611.79
HPWH_HighEfficiency_DR_Elec Base | High Efficiency HPWH with Demand Response w/ Elec Base |  | High Efficiency HPWH with Demand Response w/ Elec Base | SCG | SCE | CZ08 | 1992-2010 | Std | Mixed-fuel | Mixed-fuel | 1623.21 | 0.4254 | 4476.1853 | 7700.4231 | 2972.2269 | 686.2019 | 589.1412 | N/A | 15463.412 | 16486.5823 | 2.0081 | 2.141 | 13276.9891 | 14157.3468 | 1.7242 | 1.8385 | N/A | N/A | N/A | N/A | 6.5231 | 7.5978 | N/A | 10672.65 | 1.386 | 0.13744 | 0.12801 | 7273.37 | 82.2275 | 2745.8886 | 1.0736 | 58358.25 | 5650.16
HPWH_HighEfficiency_DR_Elec Base | High Efficiency HPWH with Demand Response w/ Elec Base |  | High Efficiency HPWH with Demand Response w/ Elec Base | SCG | SCE | CZ09 | 1992-2010 | Std | Mixed-fuel | Mixed-fuel | 1632.93 | 0.443 | 4476.1853 | 7700.4231 | 3022.1769 | 686.0279 | 510.2352 | N/A | 15459.7011 | 16483.1002 | 2.0076 | 2.1405 | 11499.7308 | 12264.4728 | 1.4934 | 1.5927 | N/A | N/A | N/A | N/A | 6.5248 | 8.7728 | N/A | 10722.6 | 1.3925 | 0.13834 | 0.11559 | 7213.67 | 102.436 | 2674.3895 | 1.1968 | 60889.05 | 5580.74
HPWH_HighEfficiency_DR_Elec Base | High Efficiency HPWH with Demand Response w/ Elec Base |  | High Efficiency HPWH with Demand Response w/ Elec Base | SCG | SCE | CZ10 | 1992-2010 | Std | Mixed-fuel | Mixed-fuel | 1604.65 | 0.446 | 4476.1853 | 7700.4231 | 2888.9769 | 671.0985 | 493.7502 | N/A | 15123.3421 | 16124.6484 | 1.964 | 2.094 | 11128.3309 | 11868.6913 | 1.4452 | 1.5413 | N/A | N/A | N/A | N/A | 6.6699 | 9.0657 | N/A | 10589.4 | 1.3752 | 0.13571 | 0.11275 | 7737.28 | 100.653 | 2870.9374 | 1.2036 | 63586.35 | 6132.63
HPWH_HighEfficiency_DR_Elec Base | High Efficiency HPWH with Demand Response w/ Elec Base |  | High Efficiency HPWH with Demand Response w/ Elec Base | SDGE | SDGE | CZ10 | 1992-2010 | Std | Mixed-fuel | Mixed-fuel | 1604.65 | 0.446 | 4476.1853 | 7700.4231 | 2888.9769 | 918.2502 | 1034.469 | N/A | 22232.5259 | 22065.1342 | 2.8872 | 2.8654 | 25045.5342 | 24854.123 | 3.2525 | 3.2276 | N/A | N/A | N/A | N/A | 4.8747 | 4.327 | N/A | 10589.4 | 1.3752 | 0.13571 | 0.11275 | 7737.28 | 100.653 | 4076.6127 | 1.2036 | 63586.35 | 6132.63
HPWH_HighEfficiency_DR_Elec Base | High Efficiency HPWH with Demand Response w/ Elec Base |  | High Efficiency HPWH with Demand Response w/ Elec Base | PGE | PGE | CZ11 | 1992-2010 | Std | Mixed-fuel | Mixed-fuel | 1556.53 | 0.848 | 4476.1853 | 7700.4231 | 2589.2769 | 681.4757 | 606.8326 | N/A | 15551.3629 | 16405.117 | 2.0195 | 2.1304 | 13849.6191 | 14613.8508 | 1.7986 | 1.8978 | N/A | N/A | N/A | N/A | 6.5684 | 7.3763 | N/A | 10289.7 | 1.3363 | 0.12701 | 0.05812 | 8745.81 | 254.352 | 3951.4708 | 2.1853 | 90609.3 | 7189.28
HPWH_HighEfficiency_DR_Elec Base | High Efficiency HPWH with Demand Response w/ Elec Base |  | High Efficiency HPWH with Demand Response w/ Elec Base | PGE | PGE | CZ12 | 1992-2010 | Std | Mixed-fuel | Mixed-fuel | 1609.56 | 0.901 | 4476.1853 | 7700.4231 | 2855.6769 | 705.7946 | 596.342 | N/A | 16106.6693 | 16991.7393 | 2.0917 | 2.2066 | 13611.3248 | 14365.124 | 1.7676 | 1.8655 | N/A | N/A | N/A | N/A | 6.3421 | 7.5061 | N/A | 10556.1 | 1.3708 | 0.12968 | 0.060234 | 7335.65 | 258.809 | 3307.0157 | 2.153 | 82450.8 | 5726.09
HPWH_HighEfficiency_DR_Elec Base | High Efficiency HPWH with Demand Response w/ Elec Base |  | High Efficiency HPWH with Demand Response w/ Elec Base | PGE | SMUD | CZ12 | 1992-2010 | Std | Mixed-fuel | Mixed-fuel | 1609.56 | 0.901 | 4476.1853 | 7700.4231 | 2855.6769 | 218.8141 | 218.8141 | N/A | 5004.2951 | 5305.3104 | 0.64987 | 0.68896 | 5004.2951 | 5305.3104 | 0.64987 | 0.68896 | N/A | N/A | N/A | N/A | 20.4566 | 20.4566 | N/A | 10556.1 | 1.3708 | 0.12968 | 0.060234 | 7335.65 | 258.809 | 1846.6842 | 2.153 | 82450.8 | 5726.09
HPWH_HighEfficiency_DR_Elec Base | High Efficiency HPWH with Demand Response w/ Elec Base |  | High Efficiency HPWH with Demand Response w/ Elec Base | PGE | PGE | CZ13 | 1992-2010 | Std | Mixed-fuel | Mixed-fuel | 1611.71 | 0.697 | 4476.1853 | 7700.4231 | 2822.3769 | 702.2234 | 651.3235 | N/A | 16020.5596 | 16889.8062 | 2.0805 | 2.1934 | 14860.124 | 15668.3244 | 1.9298 | 2.0347 | N/A | N/A | N/A | N/A | 6.3743 | 6.8724 | N/A | 10522.8 | 1.3665 | 0.13256 | 0.072261 | 9272.68 | 191.308 | 4060.6623 | 1.8345 | 86496.75 | 7660.97
HPWH_HighEfficiency_DR_Elec Base | High Efficiency HPWH with Demand Response w/ Elec Base |  | High Efficiency HPWH with Demand Response w/ Elec Base | SCG | SCE | CZ14 | 1992-2010 | Std | Mixed-fuel | Mixed-fuel | 1523.1 | 0.838 | 4476.1853 | 7700.4231 | 2006.5269 | 647.8094 | 566.9592 | N/A | 14605.8432 | 15589.5163 | 1.8968 | 2.0245 | 12784.5823 | 13649.2944 | 1.6602 | 1.7725 | N/A | N/A | N/A | N/A | 6.9097 | 7.8951 | N/A | 9706.95 | 1.2606 | 0.11566 | 0.053545 | 8452.76 | 254.836 | 3464.0483 | 2.1601 | 87562.35 | 6929.66
HPWH_HighEfficiency_DR_Elec Base | High Efficiency HPWH with Demand Response w/ Elec Base |  | High Efficiency HPWH with Demand Response w/ Elec Base | SDGE | SDGE | CZ14 | 1992-2010 | Std | Mixed-fuel | Mixed-fuel | 1523.1 | 0.838 | 4476.1853 | 7700.4231 | 2006.5269 | 809.9613 | 932.3207 | N/A | 19617.7368 | 19493.3224 | 2.5476 | 2.5315 | 22579.3739 | 22429.671 | 2.9322 | 2.9128 | N/A | N/A | N/A | N/A | 5.5264 | 4.8011 | N/A | 9706.95 | 1.2606 | 0.11566 | 0.053545 | 8452.76 | 254.836 | 4702.1958 | 2.1601 | 87562.35 | 6929.66
HPWH_HighEfficiency_DR_Elec Base | High Efficiency HPWH with Demand Response w/ Elec Base |  | High Efficiency HPWH with Demand Response w/ Elec Base | SCG | SCE | CZ15 | 1992-2010 | Std | Mixed-fuel | Mixed-fuel | 1265.3 | 0.1745 | 4476.1853 | 7700.4231 | 724.4769 | 529.5829 | 432.5697 | N/A | 11932.0014 | 12716.8869 | 1.5495 | 1.6515 | 9746.647 | 10388.7896 | 1.2657 | 1.3491 | N/A | N/A | N/A | N/A | 8.4523 | 10.3479 | N/A | 8424.9 | 1.0941 | 0.11406 | 0.10168 | 12302.5 | 56.7823 | 4514.3171 | 1.1217 | 85780.8 | 11037.2
HPWH_HighEfficiency_DR_Elec Base | High Efficiency HPWH with Demand Response w/ Elec Base |  | High Efficiency HPWH with Demand Response w/ Elec Base | PGE | PGE | CZ16 | 1992-2010 | Std | Mixed-fuel | Mixed-fuel | 1765.46 | 1.348 | 4476.1853 | 7700.4231 | 3638.2269 | 777.6081 | 734.7505 | N/A | 17751.4285 | 18741.1437 | 2.3053 | 2.4338 | 16774.3436 | 17712.658 | 2.1784 | 2.3002 | N/A | N/A | N/A | N/A | 5.7564 | 6.0921 | N/A | 11338.65 | 1.4725 | 0.13323 | 0.039672 | 7312.87 | 462.505 | 3712.2019 | 3.3582 | 106526.7 | 5547.41
HPWH_HighEfficiency_DR_Elec Base | High Efficiency HPWH with Demand Response w/ Elec Base |  | High Efficiency HPWH with Demand Response w/ Elec Base | PGE | PGE | CZ01 | Pre1978 | CARE | Mixed-fuel | Mixed-fuel | 1873.13 | 3.44 | 4476.1853 | 7700.4231 | 5419.7769 | 541.0292 | 591.7767 | N/A | 12383.0785 | 13151.2194 | 1.6081 | 1.7079 | 13540.0407 | 14369.0452 | 1.7584 | 1.866 | N/A | N/A | N/A | N/A | 8.2735 | 7.564 | N/A | 13120.2 | 1.7038 | 0.17021 | 0.031426 | 7200.79 | 812.541 | 3223.3763 | 5.4161 | 149317.2 | 5327.66
HPWH_HighEfficiency_DR_Elec Base | High Efficiency HPWH with Demand Response w/ Elec Base |  | High Efficiency HPWH with Demand Response w/ Elec Base | PGE | PGE | CZ02 | Pre1978 | CARE | Mixed-fuel | Mixed-fuel | 1675.54 | 1.601 | 4476.1853 | 7700.4231 | 3654.8769 | 481.0674 | 473.3995 | N/A | 10990.5038 | 11623.8972 | 1.4273 | 1.5095 | 10815.6886 | 11439.8856 | 1.4046 | 1.4856 | N/A | N/A | N/A | N/A | 9.3047 | 9.4554 | N/A | 11355.3 | 1.4746 | 0.13499 | 0.042399 | 7317.95 | 431.98 | 2521.4726 | 3.1838 | 103346.55 | 5642.41
HPWH_HighEfficiency_DR_Elec Base | High Efficiency HPWH with Demand Response w/ Elec Base |  | High Efficiency HPWH with Demand Response w/ Elec Base | PGE | PGE | CZ03 | Pre1978 | CARE | Mixed-fuel | Mixed-fuel | 1742.97 | 1.891 | 4476.1853 | 7700.4231 | 4354.1769 | 499.1929 | 524.8795 | N/A | 11407.4107 | 12071.5811 | 1.4814 | 1.5677 | 11993.0232 | 12688.0004 | 1.5574 | 1.6477 | N/A | N/A | N/A | N/A | 8.9668 | 8.528 | N/A | 12054.6 | 1.5654 | 0.15391 | 0.05986 | 6574.2 | 336.215 | 2164.9803 | 2.5712 | 87112.8 | 4831.23
HPWH_HighEfficiency_DR_Elec Base | High Efficiency HPWH with Demand Response w/ Elec Base |  | High Efficiency HPWH with Demand Response w/ Elec Base | PGE | PGE | CZ04 | Pre1978 | CARE | Mixed-fuel | Mixed-fuel | 1663.31 | 1.487 | 4476.1853 | 7700.4231 | 3305.2269 | 476.4742 | 489.3589 | N/A | 10883.8189 | 11506.8639 | 1.4134 | 1.4943 | 11177.5706 | 11816.0688 | 1.4516 | 1.5345 | N/A | N/A | N/A | N/A | 9.3944 | 9.147 | N/A | 11005.65 | 1.4292 | 0.13687 | 0.04406 | 9307.18 | 407.207 | 3130.3456 | 3.1065 | 112903.65 | 7643.87
HPWH_HighEfficiency_DR_Elec Base | High Efficiency HPWH with Demand Response w/ Elec Base |  | High Efficiency HPWH with Demand Response w/ Elec Base | CPAU | CPAU | CZ04 | Pre1978 | CARE | Mixed-fuel | Mixed-fuel | 1663.31 | 1.487 | 4476.1853 | 7700.4231 | 3305.2269 | 0 | 0 | N/A | 0 | 0 | 0 | 0 | 0 | 0 | 0 | 0 | N/A | N/A | N/A | N/A | #DIV/0! | #DIV/0! | N/A | 11005.65 | 1.4292 | 0.13687 | 0.04406 | 9307.18 | 407.207 | 0 | 3.1065 | 112903.65 | 7643.87
HPWH_HighEfficiency_DR_Elec Base | High Efficiency HPWH with Demand Response w/ Elec Base |  | High Efficiency HPWH with Demand Response w/ Elec Base | PGE | PGE | CZ05 | Pre1978 | CARE | Mixed-fuel | Mixed-fuel | 1766.4 | 1.923 | 4476.1853 | 7700.4231 | 4254.2769 | 506.1563 | 532.7557 | N/A | 11566.1953 | 12238.79 | 1.502 | 1.5894 | 12172.6176 | 12877.1139 | 1.5808 | 1.6723 | N/A | N/A | N/A | N/A | 8.8435 | 8.4019 | N/A | 11954.7 | 1.5525 | 0.15322 | 0.062782 | 6586.85 | 314.16 | 2119.0053 | 2.4405 | 83849.4 | 4820.45
HPWH_HighEfficiency_DR_Elec Base | High Efficiency HPWH with Demand Response w/ Elec Base |  | High Efficiency HPWH with Demand Response w/ Elec Base | SCG | PGE | CZ05 | Pre1978 | CARE | Mixed-fuel | Mixed-fuel | 1766.4 | 1.923 | 4476.1853 | 7700.4231 | 4254.2769 | 505.5147 | 532.114 | N/A | 11546.8606 | 12207.1084 | 1.4995 | 1.5853 | 12153.2829 | 12845.4322 | 1.5783 | 1.6681 | N/A | N/A | N/A | N/A | 8.8547 | 8.4121 | N/A | 11954.7 | 1.5525 | 0.15322 | 0.062782 | 6586.85 | 314.16 | 2070.3641 | 2.4405 | 83849.4 | 4820.45
HPWH_HighEfficiency_DR_Elec Base | High Efficiency HPWH with Demand Response w/ Elec Base |  | High Efficiency HPWH with Demand Response w/ Elec Base | SCG | SCE | CZ06 | Pre1978 | CARE | Mixed-fuel | Mixed-fuel | 1614.8 | 0.521 | 4476.1853 | 7700.4231 | 2955.5769 | 458.8098 | 391.9885 | N/A | 10340.7627 | 11028.572 | 1.3429 | 1.4322 | 8835.5217 | 9425.0119 | 1.1474 | 1.224 | N/A | N/A | N/A | N/A | 9.7561 | 11.4192 | N/A | 10656 | 1.3838 | 0.13508 | 0.11077 | 7055.6 | 109.051 | 1774.5912 | 1.2195 | 60206.4 | 5440.8
HPWH_HighEfficiency_DR_Elec Base | High Efficiency HPWH with Demand Response w/ Elec Base |  | High Efficiency HPWH with Demand Response w/ Elec Base | SDGE | SDGE | CZ07 | Pre1978 | CARE | Mixed-fuel | Mixed-fuel | 1592.68 | 0.4959 | 4476.1853 | 7700.4231 | 2888.9769 | 600.7966 | 674.9792 | N/A | 14547.7306 | 14442.6072 | 1.8892 | 1.8756 | 16343.2773 | 16222.8222 | 2.1224 | 2.1067 | N/A | N/A | N/A | N/A | 7.4504 | 6.6316 | N/A | 10589.4 | 1.3752 | 0.13368 | 0.11487 | 7388.75 | 97.4705 | 2511.7423 | 1.1637 | 62221.05 | 5796.07
HPWH_HighEfficiency_DR_Elec Base | High Efficiency HPWH with Demand Response w/ Elec Base |  | High Efficiency HPWH with Demand Response w/ Elec Base | SCG | SCE | CZ08 | Pre1978 | CARE | Mixed-fuel | Mixed-fuel | 1618.11 | 0.645 | 4476.1853 | 7700.4231 | 3005.5269 | 462.2573 | 492.7563 | N/A | 10419.8592 | 11116.1013 | 1.3532 | 1.4436 | 11106.8909 | 11848.0086 | 1.4424 | 1.5386 | N/A | N/A | N/A | N/A | 9.6833 | 9.084 | N/A | 10705.95 | 1.3903 | 0.1387 | 0.09846 | 9864.2 | 124.723 | 2656.7212 | 1.4087 | 78404.85 | 8246.09
HPWH_HighEfficiency_DR_Elec Base | High Efficiency HPWH with Demand Response w/ Elec Base |  | High Efficiency HPWH with Demand Response w/ Elec Base | SCG | SCE | CZ09 | Pre1978 | CARE | Mixed-fuel | Mixed-fuel | 1628.92 | 0.708 | 4476.1853 | 7700.4231 | 3038.8269 | 466.362 | 433.9345 | N/A | 10512.9623 | 11216.7327 | 1.3652 | 1.4566 | 9782.4888 | 10438.5462 | 1.2704 | 1.3556 | N/A | N/A | N/A | N/A | 9.5981 | 10.3153 | N/A | 10739.25 | 1.3946 | 0.13994 | 0.086716 | 9730.7 | 157.936 | 2615.9312 | 1.6138 | 82550.7 | 8101.78
HPWH_HighEfficiency_DR_Elec Base | High Efficiency HPWH with Demand Response w/ Elec Base |  | High Efficiency HPWH with Demand Response w/ Elec Base | SCG | SCE | CZ10 | Pre1978 | CARE | Mixed-fuel | Mixed-fuel | 1599.8 | 0.694 | 4476.1853 | 7700.4231 | 2872.3269 | 456.5396 | 457.2219 | N/A | 10291.4432 | 10980.1624 | 1.3365 | 1.4259 | 10306.8108 | 10996.5337 | 1.3385 | 1.428 | N/A | N/A | N/A | N/A | 9.8046 | 9.79 | N/A | 10572.75 | 1.373 | 0.13735 | 0.083636 | 11004.6 | 156.916 | 2966.5593 | 1.6422 | 89244 | 9404.8
HPWH_HighEfficiency_DR_Elec Base | High Efficiency HPWH with Demand Response w/ Elec Base |  | High Efficiency HPWH with Demand Response w/ Elec Base | SDGE | SDGE | CZ10 | Pre1978 | CARE | Mixed-fuel | Mixed-fuel | 1599.8 | 0.694 | 4476.1853 | 7700.4231 | 2872.3269 | 600.9182 | 925.3285 | N/A | 14553.4233 | 14457.2873 | 1.89 | 1.8775 | 22405.5806 | 22242.3975 | 2.9097 | 2.8885 | N/A | N/A | N/A | N/A | 7.4489 | 4.8374 | N/A | 10572.75 | 1.373 | 0.13735 | 0.083636 | 11004.6 | 156.916 | 4078.1562 | 1.6422 | 89244 | 9404.8
HPWH_HighEfficiency_DR_Elec Base | High Efficiency HPWH with Demand Response w/ Elec Base |  | High Efficiency HPWH with Demand Response w/ Elec Base | PGE | PGE | CZ11 | Pre1978 | CARE | Mixed-fuel | Mixed-fuel | 1552.5 | 1.304 | 4476.1853 | 7700.4231 | 2589.2769 | 443.0469 | 532.5345 | N/A | 10119.8327 | 10698.1201 | 1.3142 | 1.3893 | 12160.0074 | 12845.6209 | 1.5791 | 1.6682 | N/A | N/A | N/A | N/A | 10.1032 | 8.4054 | N/A | 10289.7 | 1.3363 | 0.12956 | 0.038419 | 13013.7 | 425.589 | 4269.9573 | 3.3723 | 137612.25 | 11461.2
HPWH_HighEfficiency_DR_Elec Base | High Efficiency HPWH with Demand Response w/ Elec Base |  | High Efficiency HPWH with Demand Response w/ Elec Base | PGE | PGE | CZ12 | Pre1978 | CARE | Mixed-fuel | Mixed-fuel | 1606.7 | 1.37 | 4476.1853 | 7700.4231 | 2922.2769 | 459.168 | 449.2777 | N/A | 10487.8536 | 11086.6673 | 1.362 | 1.4397 | 10262.3692 | 10849.321 | 1.3327 | 1.4089 | N/A | N/A | N/A | N/A | 9.7485 | 9.9631 | N/A | 10622.7 | 1.3795 | 0.13228 | 0.041378 | 9960.86 | 415.25 | 3317.4867 | 3.1969 | 118248.3 | 8354.16
HPWH_HighEfficiency_DR_Elec Base | High Efficiency HPWH with Demand Response w/ Elec Base |  | High Efficiency HPWH with Demand Response w/ Elec Base | PGE | SMUD | CZ12 | Pre1978 | CARE | Mixed-fuel | Mixed-fuel | 1606.7 | 1.37 | 4476.1853 | 7700.4231 | 2922.2769 | 2.6666 | 2.6666 | N/A | 80.3548 | 131.6685 | 0.010435 | 0.017099 | 80.3548 | 131.6685 | 0.010435 | 0.017099 | N/A | N/A | N/A | N/A | 1678.5846 | 1678.5846 | N/A | 10622.7 | 1.3795 | 0.13228 | 0.041378 | 9960.86 | 415.25 | 688.9196 | 3.1969 | 118248.3 | 8354.16
HPWH_HighEfficiency_DR_Elec Base | High Efficiency HPWH with Demand Response w/ Elec Base |  | High Efficiency HPWH with Demand Response w/ Elec Base | PGE | PGE | CZ13 | Pre1978 | CARE | Mixed-fuel | Mixed-fuel | 1607.3 | 1.099 | 4476.1853 | 7700.4231 | 2839.0269 | 456.2667 | 596.3014 | N/A | 10417.7249 | 11003.26 | 1.3529 | 1.4289 | 13610.2912 | 14363.7754 | 1.7675 | 1.8653 | N/A | N/A | N/A | N/A | 9.8105 | 7.5066 | N/A | 10539.45 | 1.3687 | 0.13477 | 0.049473 | 14282.9 | 308.663 | 4437.1671 | 2.7241 | 131634.9 | 12675.6
HPWH_HighEfficiency_DR_Elec Base | High Efficiency HPWH with Demand Response w/ Elec Base |  | High Efficiency HPWH with Demand Response w/ Elec Base | SCG | SCE | CZ14 | Pre1978 | CARE | Mixed-fuel | Mixed-fuel | 1520.4 | 1.294 | 4476.1853 | 7700.4231 | 2089.7769 | 438.3492 | 552.2258 | N/A | 9891.4725 | 10576.3064 | 1.2845 | 1.3735 | 12456.698 | 13309.0871 | 1.6177 | 1.7284 | N/A | N/A | N/A | N/A | 10.2115 | 8.1057 | N/A | 9790.2 | 1.2714 | 0.11867 | 0.036246 | 12322.5 | 419.833 | 3771.6593 | 3.274 | 130819.05 | 10802.1
HPWH_HighEfficiency_DR_Elec Base | High Efficiency HPWH with Demand Response w/ Elec Base |  | High Efficiency HPWH with Demand Response w/ Elec Base | SDGE | SDGE | CZ14 | Pre1978 | CARE | Mixed-fuel | Mixed-fuel | 1520.4 | 1.294 | 4476.1853 | 7700.4231 | 2089.7769 | 556.2371 | 911.6884 | N/A | 13479.6659 | 13418.0955 | 1.7505 | 1.7425 | 22083.1536 | 21948.1206 | 2.8678 | 2.8502 | N/A | N/A | N/A | N/A | 8.0473 | 4.9098 | N/A | 9790.2 | 1.2714 | 0.11867 | 0.036246 | 12322.5 | 419.833 | 4992.194 | 3.274 | 130819.05 | 10802.1
HPWH_HighEfficiency_DR_Elec Base | High Efficiency HPWH with Demand Response w/ Elec Base |  | High Efficiency HPWH with Demand Response w/ Elec Base | SCG | SCE | CZ15 | Pre1978 | CARE | Mixed-fuel | Mixed-fuel | 1258.8 | 0.3196 | 4476.1853 | 7700.4231 | 724.4769 | 360.2313 | 673.307 | N/A | 8118.1686 | 8656.307 | 1.0542 | 1.1241 | 15170.6233 | 16169.4135 | 1.9701 | 2.0998 | N/A | N/A | N/A | N/A | 12.4259 | 6.6481 | N/A | 8424.9 | 1.0941 | 0.11484 | 0.073358 | 21225.3 | 83.4367 | 5642.4808 | 1.5655 | 140908.95 | 19966.5
HPWH_HighEfficiency_DR_Elec Base | High Efficiency HPWH with Demand Response w/ Elec Base |  | High Efficiency HPWH with Demand Response w/ Elec Base | PGE | PGE | CZ16 | Pre1978 | CARE | Mixed-fuel | Mixed-fuel | 1764.54 | 2.111 | 4476.1853 | 7700.4231 | 3738.1269 | 507.1961 | 520.6399 | N/A | 11593.5764 | 12276.4586 | 1.5056 | 1.5943 | 11900.0727 | 12599.0785 | 1.5454 | 1.6362 | N/A | N/A | N/A | N/A | 8.8254 | 8.5975 | N/A | 11438.55 | 1.4854 | 0.13778 | 0.021867 | 8393.95 | 949.56 | 3780.4713 | 6.3007 | 174208.95 | 6629.41
HPWH_HighEfficiency_DR_Elec Base | High Efficiency HPWH with Demand Response w/ Elec Base |  | High Efficiency HPWH with Demand Response w/ Elec Base | PGE | PGE | CZ01 | 1978-1991 | CARE | Mixed-fuel | Mixed-fuel | 1869.88 | 2.728 | 4476.1853 | 7700.4231 | 5303.2269 | 538.7289 | 578.4185 | N/A | 12320.2454 | 13060.0666 | 1.5999 | 1.696 | 13225.1049 | 14012.5274 | 1.7175 | 1.8197 | N/A | N/A | N/A | N/A | 8.3088 | 7.7387 | N/A | 13003.65 | 1.6887 | 0.16566 | 0.037661 | 7038.15 | 642.198 | 2845.7829 | 4.3987 | 127156.05 | 5168.27
HPWH_HighEfficiency_DR_Elec Base | High Efficiency HPWH with Demand Response w/ Elec Base |  | High Efficiency HPWH with Demand Response w/ Elec Base | PGE | PGE | CZ02 | 1978-1991 | CARE | Mixed-fuel | Mixed-fuel | 1677.03 | 1.2 | 4476.1853 | 7700.4231 | 3671.5269 | 480.6876 | 462.7404 | N/A | 10975.3642 | 11592.3562 | 1.4253 | 1.5054 | 10566.1955 | 11161.6627 | 1.3722 | 1.4495 | N/A | N/A | N/A | N/A | 9.312 | 9.6732 | N/A | 11371.95 | 1.4768 | 0.13266 | 0.051605 | 6870.56 | 332.594 | 2188.7132 | 2.5707 | 88261.65 | 5193.53
HPWH_HighEfficiency_DR_Elec Base | High Efficiency HPWH with Demand Response w/ Elec Base |  | High Efficiency HPWH with Demand Response w/ Elec Base | PGE | PGE | CZ03 | 1978-1991 | CARE | Mixed-fuel | Mixed-fuel | 1743.37 | 1.345 | 4476.1853 | 7700.4231 | 4270.9269 | 498.1699 | 517.0391 | N/A | 11375.6473 | 12017.8267 | 1.4773 | 1.5607 | 11805.8345 | 12470.6444 | 1.5331 | 1.6195 | N/A | N/A | N/A | N/A | 8.9853 | 8.6573 | N/A | 11971.35 | 1.5546 | 0.15064 | 0.072729 | 6448.24 | 253.446 | 1972.1111 | 2.0712 | 75774.15 | 4704.87
HPWH_HighEfficiency_DR_Elec Base | High Efficiency HPWH with Demand Response w/ Elec Base |  | High Efficiency HPWH with Demand Response w/ Elec Base | PGE | PGE | CZ04 | 1978-1991 | CARE | Mixed-fuel | Mixed-fuel | 1666.3 | 1.122 | 4476.1853 | 7700.4231 | 3238.6269 | 476.6389 | 463.8759 | N/A | 10881.8802 | 11491.1146 | 1.4132 | 1.4923 | 10590.9031 | 11184.8302 | 1.3754 | 1.4525 | N/A | N/A | N/A | N/A | 9.3911 | 9.6495 | N/A | 10939.05 | 1.4206 | 0.13478 | 0.054343 | 8341.43 | 308.038 | 2636.6949 | 2.4802 | 94572 | 6675.13
HPWH_HighEfficiency_DR_Elec Base | High Efficiency HPWH with Demand Response w/ Elec Base |  | High Efficiency HPWH with Demand Response w/ Elec Base | CPAU | CPAU | CZ04 | 1978-1991 | CARE | Mixed-fuel | Mixed-fuel | 1666.3 | 1.122 | 4476.1853 | 7700.4231 | 3238.6269 | 0 | 0 | N/A | 0 | 0 | 0 | 0 | 0 | 0 | 0 | 0 | N/A | N/A | N/A | N/A | #DIV/0! | #DIV/0! | N/A | 10939.05 | 1.4206 | 0.13478 | 0.054343 | 8341.43 | 308.038 | 0 | 2.4802 | 94572 | 6675.13
HPWH_HighEfficiency_DR_Elec Base | High Efficiency HPWH with Demand Response w/ Elec Base |  | High Efficiency HPWH with Demand Response w/ Elec Base | PGE | PGE | CZ05 | 1978-1991 | CARE | Mixed-fuel | Mixed-fuel | 1765.6 | 1.441 | 4476.1853 | 7700.4231 | 4204.3269 | 504.8397 | 523.8835 | N/A | 11528.1234 | 12179.3268 | 1.4971 | 1.5816 | 11962.2921 | 12636.3355 | 1.5535 | 1.641 | N/A | N/A | N/A | N/A | 8.8665 | 8.5442 | N/A | 11904.75 | 1.546 | 0.15026 | 0.076841 | 6465.53 | 233.75 | 1935.6536 | 1.9555 | 72943.65 | 4699.93
HPWH_HighEfficiency_DR_Elec Base | High Efficiency HPWH with Demand Response w/ Elec Base |  | High Efficiency HPWH with Demand Response w/ Elec Base | SCG | PGE | CZ05 | 1978-1991 | CARE | Mixed-fuel | Mixed-fuel | 1765.6 | 1.441 | 4476.1853 | 7700.4231 | 4204.3269 | 504.3181 | 523.3619 | N/A | 11512.4074 | 12153.5747 | 1.495 | 1.5783 | 11946.576 | 12610.5834 | 1.5514 | 1.6376 | N/A | N/A | N/A | N/A | 8.8757 | 8.5528 | N/A | 11904.75 | 1.546 | 0.15026 | 0.076841 | 6465.53 | 233.75 | 1917.0161 | 1.9555 | 72943.65 | 4699.93
HPWH_HighEfficiency_DR_Elec Base | High Efficiency HPWH with Demand Response w/ Elec Base |  | High Efficiency HPWH with Demand Response w/ Elec Base | SCG | SCE | CZ06 | 1978-1991 | CARE | Mixed-fuel | Mixed-fuel | 1617.57 | 0.3355 | 4476.1853 | 7700.4231 | 2988.8769 | 459.4005 | 377.3725 | N/A | 10352.1534 | 11036.3557 | 1.3444 | 1.4332 | 8504.3603 | 9067.8685 | 1.1044 | 1.1776 | N/A | N/A | N/A | N/A | 9.7435 | 11.8615 | N/A | 10689.3 | 1.3881 | 0.13403 | 0.12952 | 6582.27 | 81.1418 | 1586.9463 | 1.0348 | 53929.35 | 4964.7
HPWH_HighEfficiency_DR_Elec Base | High Efficiency HPWH with Demand Response w/ Elec Base |  | High Efficiency HPWH with Demand Response w/ Elec Base | SDGE | SDGE | CZ07 | 1978-1991 | CARE | Mixed-fuel | Mixed-fuel | 1595.05 | 0.3334 | 4476.1853 | 7700.4231 | 2855.6769 | 599.7679 | 636.4094 | N/A | 14520.7733 | 14409.1108 | 1.8857 | 1.8712 | 15407.6611 | 15288.4256 | 2.0009 | 1.9854 | N/A | N/A | N/A | N/A | 7.4632 | 7.0335 | N/A | 10556.1 | 1.3708 | 0.13268 | 0.13233 | 6870.32 | 73.68 | 2239.8123 | 1.0027 | 55894.05 | 5275.27
HPWH_HighEfficiency_DR_Elec Base | High Efficiency HPWH with Demand Response w/ Elec Base |  | High Efficiency HPWH with Demand Response w/ Elec Base | SCG | SCE | CZ08 | 1978-1991 | CARE | Mixed-fuel | Mixed-fuel | 1620.75 | 0.4637 | 4476.1853 | 7700.4231 | 2988.8769 | 462.7348 | 456.0697 | N/A | 10428.702 | 11121.172 | 1.3543 | 1.4442 | 10278.5598 | 10961.2228 | 1.3348 | 1.4235 | N/A | N/A | N/A | N/A | 9.6733 | 9.8147 | N/A | 10689.3 | 1.3881 | 0.13771 | 0.11552 | 8907.32 | 93.2702 | 2325.6201 | 1.1921 | 69014.25 | 7286.57
HPWH_HighEfficiency_DR_Elec Base | High Efficiency HPWH with Demand Response w/ Elec Base |  | High Efficiency HPWH with Demand Response w/ Elec Base | SCG | SCE | CZ09 | 1978-1991 | CARE | Mixed-fuel | Mixed-fuel | 1631.16 | 0.496 | 4476.1853 | 7700.4231 | 3022.1769 | 465.7651 | 399.0202 | N/A | 10497.2691 | 11194.9123 | 1.3632 | 1.4538 | 8993.7491 | 9593.1855 | 1.168 | 1.2458 | N/A | N/A | N/A | N/A | 9.6104 | 11.2179 | N/A | 10722.6 | 1.3925 | 0.13876 | 0.10265 | 8783.76 | 119.219 | 2274.8529 | 1.3518 | 72127.8 | 7152.6
HPWH_HighEfficiency_DR_Elec Base | High Efficiency HPWH with Demand Response w/ Elec Base |  | High Efficiency HPWH with Demand Response w/ Elec Base | SCG | SCE | CZ10 | 1978-1991 | CARE | Mixed-fuel | Mixed-fuel | 1602.03 | 0.495 | 4476.1853 | 7700.4231 | 2855.6769 | 456.2911 | 408.8378 | N/A | 10283.7728 | 10967.2851 | 1.3355 | 1.4242 | 9214.8225 | 9828.5131 | 1.1967 | 1.2764 | N/A | N/A | N/A | N/A | 9.8099 | 10.9486 | N/A | 10556.1 | 1.3708 | 0.13605 | 0.099515 | 9770.39 | 117.077 | 2540.8545 | 1.3671 | 77189.4 | 8168.36
HPWH_HighEfficiency_DR_Elec Base | High Efficiency HPWH with Demand Response w/ Elec Base |  | High Efficiency HPWH with Demand Response w/ Elec Base | SDGE | SDGE | CZ10 | 1978-1991 | CARE | Mixed-fuel | Mixed-fuel | 1602.03 | 0.495 | 4476.1853 | 7700.4231 | 2855.6769 | 600.7519 | 827.1845 | N/A | 14546.833 | 14442.3167 | 1.8891 | 1.8755 | 20027.5001 | 19876.1861 | 2.6008 | 2.5812 | N/A | N/A | N/A | N/A | 7.451 | 5.4114 | N/A | 10556.1 | 1.3708 | 0.13605 | 0.099515 | 9770.39 | 117.077 | 3494.0458 | 1.3671 | 77189.4 | 8168.36
HPWH_HighEfficiency_DR_Elec Base | High Efficiency HPWH with Demand Response w/ Elec Base |  | High Efficiency HPWH with Demand Response w/ Elec Base | PGE | PGE | CZ11 | 1978-1991 | CARE | Mixed-fuel | Mixed-fuel | 1554.04 | 1.004 | 4476.1853 | 7700.4231 | 2572.6269 | 442.78 | 476.4501 | N/A | 10108.5596 | 10673.7645 | 1.3127 | 1.3861 | 10876.1856 | 11481.7725 | 1.4124 | 1.4911 | N/A | N/A | N/A | N/A | 10.1093 | 9.3949 | N/A | 10273.05 | 1.3341 | 0.12782 | 0.047802 | 11389.6 | 318.734 | 3553.5898 | 2.6739 | 114385.5 | 9835.56
HPWH_HighEfficiency_DR_Elec Base | High Efficiency HPWH with Demand Response w/ Elec Base |  | High Efficiency HPWH with Demand Response w/ Elec Base | PGE | PGE | CZ12 | 1978-1991 | CARE | Mixed-fuel | Mixed-fuel | 1607.31 | 1.036 | 4476.1853 | 7700.4231 | 2888.9769 | 458.6728 | 419.2795 | N/A | 10471.4388 | 11057.0505 | 1.3599 | 1.4359 | 9573.3339 | 10111.6996 | 1.2432 | 1.3131 | N/A | N/A | N/A | N/A | 9.759 | 10.6759 | N/A | 10589.4 | 1.3752 | 0.13043 | 0.050727 | 8921.04 | 317.283 | 2803.562 | 2.5712 | 99517.05 | 7313.73
HPWH_HighEfficiency_DR_Elec Base | High Efficiency HPWH with Demand Response w/ Elec Base |  | High Efficiency HPWH with Demand Response w/ Elec Base | PGE | SMUD | CZ12 | 1978-1991 | CARE | Mixed-fuel | Mixed-fuel | 1607.31 | 1.036 | 4476.1853 | 7700.4231 | 2888.9769 | 1.9679 | 1.9679 | N/A | 59.2988 | 97.1664 | 0.0077007 | 0.012618 | 59.2988 | 97.1664 | 0.0077007 | 0.012618 | N/A | N/A | N/A | N/A | 2274.6226 | 2274.6226 | N/A | 10589.4 | 1.3752 | 0.13043 | 0.050727 | 8921.04 | 317.283 | 500.5009 | 2.5712 | 99517.05 | 7313.73
HPWH_HighEfficiency_DR_Elec Base | High Efficiency HPWH with Demand Response w/ Elec Base |  | High Efficiency HPWH with Demand Response w/ Elec Base | PGE | PGE | CZ13 | 1978-1991 | CARE | Mixed-fuel | Mixed-fuel | 1609.4 | 0.801 | 4476.1853 | 7700.4231 | 2839.0269 | 456.356 | 530.0754 | N/A | 10415.5884 | 10990.9678 | 1.3526 | 1.4273 | 12096.2729 | 12760.0669 | 1.5709 | 1.6571 | N/A | N/A | N/A | N/A | 9.8085 | 8.4444 | N/A | 10539.45 | 1.3687 | 0.13315 | 0.060091 | 12437.4 | 235.129 | 3722.8377 | 2.2158 | 111055.5 | 10828
HPWH_HighEfficiency_DR_Elec Base | High Efficiency HPWH with Demand Response w/ Elec Base |  | High Efficiency HPWH with Demand Response w/ Elec Base | SCG | SCE | CZ14 | 1978-1991 | CARE | Mixed-fuel | Mixed-fuel | 1521.43 | 0.868 | 4476.1853 | 7700.4231 | 1989.8769 | 437.7753 | 484.4262 | N/A | 9872.5788 | 10542.6309 | 1.2821 | 1.3691 | 10923.4539 | 11662.1471 | 1.4186 | 1.5145 | N/A | N/A | N/A | N/A | 10.2248 | 9.2402 | N/A | 9690.3 | 1.2584 | 0.11588 | 0.044976 | 10836.1 | 310.876 | 3142.445 | 2.5765 | 108374.85 | 9314.67
HPWH_HighEfficiency_DR_Elec Base | High Efficiency HPWH with Demand Response w/ Elec Base |  | High Efficiency HPWH with Demand Response w/ Elec Base | SDGE | SDGE | CZ14 | 1978-1991 | CARE | Mixed-fuel | Mixed-fuel | 1521.43 | 0.868 | 4476.1853 | 7700.4231 | 1989.8769 | 546.8364 | 790.1475 | N/A | 13246.774 | 13169.5852 | 1.7203 | 1.7102 | 19135.9736 | 19008.4987 | 2.4851 | 2.4685 | N/A | N/A | N/A | N/A | 8.1856 | 5.665 | N/A | 9690.3 | 1.2584 | 0.11588 | 0.044976 | 10836.1 | 310.876 | 4168.2909 | 2.5765 | 108374.85 | 9314.67
HPWH_HighEfficiency_DR_Elec Base | High Efficiency HPWH with Demand Response w/ Elec Base |  | High Efficiency HPWH with Demand Response w/ Elec Base | SCG | SCE | CZ15 | 1978-1991 | CARE | Mixed-fuel | Mixed-fuel | 1261.5 | 0.2166 | 4476.1853 | 7700.4231 | 691.1769 | 360.7352 | 533.0717 | N/A | 8128.417 | 8664.7249 | 1.0556 | 1.1252 | 12010.5309 | 12800.4105 | 1.5597 | 1.6623 | N/A | N/A | N/A | N/A | 12.4085 | 8.397 | N/A | 8391.6 | 1.0898 | 0.11407 | 0.084481 | 17965.4 | 64.4143 | 4660.0264 | 1.3502 | 119530.35 | 16703.9
HPWH_HighEfficiency_DR_Elec Base | High Efficiency HPWH with Demand Response w/ Elec Base |  | High Efficiency HPWH with Demand Response w/ Elec Base | PGE | PGE | CZ16 | 1978-1991 | CARE | Mixed-fuel | Mixed-fuel | 1764.86 | 1.594 | 4476.1853 | 7700.4231 | 3654.8769 | 506.3017 | 501.0842 | N/A | 11565.7692 | 12229.3345 | 1.502 | 1.5881 | 11446.8177 | 12104.1254 | 1.4865 | 1.5719 | N/A | N/A | N/A | N/A | 8.8409 | 8.933 | N/A | 11355.3 | 1.4746 | 0.13462 | 0.026212 | 7869.28 | 757.403 | 3241.9465 | 5.1358 | 146936.25 | 6104.42
HPWH_HighEfficiency_DR_Elec Base | High Efficiency HPWH with Demand Response w/ Elec Base |  | High Efficiency HPWH with Demand Response w/ Elec Base | PGE | PGE | CZ01 | 1992-2010 | CARE | Mixed-fuel | Mixed-fuel | 1869.29 | 2.109 | 4476.1853 | 7700.4231 | 5253.2769 | 537.3989 | 560.0287 | N/A | 12281.3406 | 12998.455 | 1.5949 | 1.688 | 12797.2649 | 13541.5202 | 1.6619 | 1.7585 | N/A | N/A | N/A | N/A | 8.3294 | 7.9928 | N/A | 12953.7 | 1.6822 | 0.16197 | 0.058873 | 6792.33 | 365.701 | 2246.4771 | 2.7512 | 91475.1 | 4923.04
HPWH_HighEfficiency_DR_Elec Base | High Efficiency HPWH with Demand Response w/ Elec Base |  | High Efficiency HPWH with Demand Response w/ Elec Base | PGE | PGE | CZ02 | 1992-2010 | CARE | Mixed-fuel | Mixed-fuel | 1678.71 | 1.061 | 4476.1853 | 7700.4231 | 3621.5769 | 480.8596 | 456.1462 | N/A | 10976.4192 | 11586.5695 | 1.4254 | 1.5047 | 10412.9936 | 10993.5042 | 1.3523 | 1.4276 | N/A | N/A | N/A | N/A | 9.3087 | 9.813 | N/A | 11322 | 1.4703 | 0.13189 | 0.059412 | 6534.96 | 277.753 | 1978.9712 | 2.2199 | 79187.4 | 4856.25
HPWH_HighEfficiency_DR_Elec Base | High Efficiency HPWH with Demand Response w/ Elec Base |  | High Efficiency HPWH with Demand Response w/ Elec Base | PGE | PGE | CZ03 | 1992-2010 | CARE | Mixed-fuel | Mixed-fuel | 1743.46 | 1.26 | 4476.1853 | 7700.4231 | 4254.2769 | 497.894 | 512.6216 | N/A | 11367.0229 | 12003.1291 | 1.4762 | 1.5588 | 11702.7895 | 12356.5591 | 1.5198 | 1.6047 | N/A | N/A | N/A | N/A | 8.9902 | 8.7319 | N/A | 11954.7 | 1.5525 | 0.15014 | 0.081645 | 6367.74 | 215.873 | 1878.9917 | 1.8389 | 70312.95 | 4624.28
HPWH_HighEfficiency_DR_Elec Base | High Efficiency HPWH with Demand Response w/ Elec Base |  | High Efficiency HPWH with Demand Response w/ Elec Base | PGE | PGE | CZ04 | 1992-2010 | CARE | Mixed-fuel | Mixed-fuel | 1667.92 | 0.977 | 4476.1853 | 7700.4231 | 3288.5769 | 476.6764 | 441.781 | N/A | 10879.8189 | 11481.9252 | 1.4129 | 1.4911 | 10084.2602 | 10644.5152 | 1.3096 | 1.3823 | N/A | N/A | N/A | N/A | 9.3904 | 10.1321 | N/A | 10989 | 1.4271 | 0.13404 | 0.063486 | 7020.68 | 255.645 | 2110.7551 | 2.1113 | 79903.35 | 5352.76
HPWH_HighEfficiency_DR_Elec Base | High Efficiency HPWH with Demand Response w/ Elec Base |  | High Efficiency HPWH with Demand Response w/ Elec Base | CPAU | CPAU | CZ04 | 1992-2010 | CARE | Mixed-fuel | Mixed-fuel | 1667.92 | 0.977 | 4476.1853 | 7700.4231 | 3288.5769 | 0 | 0 | N/A | 0 | 0 | 0 | 0 | 0 | 0 | 0 | 0 | N/A | N/A | N/A | N/A | #DIV/0! | #DIV/0! | N/A | 10989 | 1.4271 | 0.13404 | 0.063486 | 7020.68 | 255.645 | 0 | 2.1113 | 79903.35 | 5352.76
HPWH_HighEfficiency_DR_Elec Base | High Efficiency HPWH with Demand Response w/ Elec Base |  | High Efficiency HPWH with Demand Response w/ Elec Base | PGE | PGE | CZ05 | 1992-2010 | CARE | Mixed-fuel | Mixed-fuel | 1765.29 | 1.306 | 4476.1853 | 7700.4231 | 4187.6769 | 504.3842 | 518.641 | N/A | 11514.9252 | 12158.6599 | 1.4954 | 1.579 | 11839.9588 | 12500.7923 | 1.5376 | 1.6234 | N/A | N/A | N/A | N/A | 8.8746 | 8.6306 | N/A | 11888.1 | 1.5438 | 0.14941 | 0.084595 | 6386.91 | 203.373 | 1861.4528 | 1.7662 | 68498.1 | 4621.62
HPWH_HighEfficiency_DR_Elec Base | High Efficiency HPWH with Demand Response w/ Elec Base |  | High Efficiency HPWH with Demand Response w/ Elec Base | SCG | PGE | CZ05 | 1992-2010 | CARE | Mixed-fuel | Mixed-fuel | 1765.29 | 1.306 | 4476.1853 | 7700.4231 | 4187.6769 | 504.0502 | 518.3071 | N/A | 11504.8626 | 12142.1715 | 1.4941 | 1.5768 | 11829.8962 | 12484.3039 | 1.5363 | 1.6212 | N/A | N/A | N/A | N/A | 8.8804 | 8.6362 | N/A | 11888.1 | 1.5438 | 0.14941 | 0.084595 | 6386.91 | 203.373 | 1851.0479 | 1.7662 | 68498.1 | 4621.62
HPWH_HighEfficiency_DR_Elec Base | High Efficiency HPWH with Demand Response w/ Elec Base |  | High Efficiency HPWH with Demand Response w/ Elec Base | SCG | SCE | CZ06 | 1992-2010 | CARE | Mixed-fuel | Mixed-fuel | 1620.47 | 0.3175 | 4476.1853 | 7700.4231 | 2972.2269 | 459.3106 | 362.5153 | N/A | 10349.9297 | 11033.5392 | 1.3441 | 1.4328 | 8169.4853 | 8710.6727 | 1.0609 | 1.1312 | N/A | N/A | N/A | N/A | 9.7454 | 12.3476 | N/A | 10672.65 | 1.386 | 0.13397 | 0.13824 | 6105.24 | 73.3606 | 1427.9422 | 0.96911 | 50099.85 | 4484.77
HPWH_HighEfficiency_DR_Elec Base | High Efficiency HPWH with Demand Response w/ Elec Base |  | High Efficiency HPWH with Demand Response w/ Elec Base | SDGE | SDGE | CZ07 | 1992-2010 | CARE | Mixed-fuel | Mixed-fuel | 1598.25 | 0.3018 | 4476.1853 | 7700.4231 | 2888.9769 | 600.6499 | 590.1443 | N/A | 14541.7519 | 14428.6932 | 1.8884 | 1.8738 | 14287.4718 | 14176.5844 | 1.8554 | 1.841 | N/A | N/A | N/A | N/A | 7.4522 | 7.5849 | N/A | 10589.4 | 1.3752 | 0.13264 | 0.141 | 6210.04 | 67.6832 | 1940.3782 | 0.94071 | 50965.65 | 4611.79
HPWH_HighEfficiency_DR_Elec Base | High Efficiency HPWH with Demand Response w/ Elec Base |  | High Efficiency HPWH with Demand Response w/ Elec Base | SCG | SCE | CZ08 | 1992-2010 | CARE | Mixed-fuel | Mixed-fuel | 1623.21 | 0.4254 | 4476.1853 | 7700.4231 | 2972.2269 | 463.2712 | 397.7553 | N/A | 10440.3641 | 11132.6395 | 1.3558 | 1.4457 | 8964.5287 | 9560.4055 | 1.1642 | 1.2415 | N/A | N/A | N/A | N/A | 9.6621 | 11.2536 | N/A | 10672.65 | 1.386 | 0.13744 | 0.12801 | 7273.37 | 82.2275 | 1814.1316 | 1.0736 | 58358.25 | 5650.16
HPWH_HighEfficiency_DR_Elec Base | High Efficiency HPWH with Demand Response w/ Elec Base |  | High Efficiency HPWH with Demand Response w/ Elec Base | SCG | SCE | CZ09 | 1992-2010 | CARE | Mixed-fuel | Mixed-fuel | 1632.93 | 0.443 | 4476.1853 | 7700.4231 | 3022.1769 | 463.1568 | 344.4967 | N/A | 10437.9495 | 11130.4369 | 1.3555 | 1.4454 | 7764.9695 | 8282.8634 | 1.0084 | 1.0756 | N/A | N/A | N/A | N/A | 9.6645 | 12.9934 | N/A | 10722.6 | 1.3925 | 0.13834 | 0.11559 | 7213.67 | 102.436 | 1769.8154 | 1.1968 | 60889.05 | 5580.74
HPWH_HighEfficiency_DR_Elec Base | High Efficiency HPWH with Demand Response w/ Elec Base |  | High Efficiency HPWH with Demand Response w/ Elec Base | SCG | SCE | CZ10 | 1992-2010 | CARE | Mixed-fuel | Mixed-fuel | 1604.65 | 0.446 | 4476.1853 | 7700.4231 | 2888.9769 | 453.0785 | 333.3684 | N/A | 10210.8782 | 10888.4345 | 1.326 | 1.414 | 7514.2456 | 8015.6635 | 0.97582 | 1.0409 | N/A | N/A | N/A | N/A | 9.8795 | 13.4271 | N/A | 10589.4 | 1.3752 | 0.13571 | 0.11275 | 7737.28 | 100.653 | 1902.0054 | 1.2036 | 63586.35 | 6132.63
HPWH_HighEfficiency_DR_Elec Base | High Efficiency HPWH with Demand Response w/ Elec Base |  | High Efficiency HPWH with Demand Response w/ Elec Base | SDGE | SDGE | CZ10 | 1992-2010 | CARE | Mixed-fuel | Mixed-fuel | 1604.65 | 0.446 | 4476.1853 | 7700.4231 | 2888.9769 | 597.0235 | 672.5657 | N/A | 14455.9892 | 14350.2801 | 1.8773 | 1.8636 | 16284.4446 | 16163.1228 | 2.1147 | 2.099 | N/A | N/A | N/A | N/A | 7.4975 | 6.6554 | N/A | 10589.4 | 1.3752 | 0.13571 | 0.11275 | 7737.28 | 100.653 | 2625.5021 | 1.2036 | 63586.35 | 6132.63
HPWH_HighEfficiency_DR_Elec Base | High Efficiency HPWH with Demand Response w/ Elec Base |  | High Efficiency HPWH with Demand Response w/ Elec Base | PGE | PGE | CZ11 | 1992-2010 | CARE | Mixed-fuel | Mixed-fuel | 1556.53 | 0.848 | 4476.1853 | 7700.4231 | 2589.2769 | 443.2417 | 394.7236 | N/A | 10116.8979 | 10677.2737 | 1.3138 | 1.3866 | 9010.7644 | 9512.9507 | 1.1702 | 1.2354 | N/A | N/A | N/A | N/A | 10.0987 | 11.34 | N/A | 10289.7 | 1.3363 | 0.12701 | 0.05812 | 8745.81 | 254.352 | 2599.3699 | 2.1853 | 90609.3 | 7189.28
HPWH_HighEfficiency_DR_Elec Base | High Efficiency HPWH with Demand Response w/ Elec Base |  | High Efficiency HPWH with Demand Response w/ Elec Base | PGE | PGE | CZ12 | 1992-2010 | CARE | Mixed-fuel | Mixed-fuel | 1609.56 | 0.901 | 4476.1853 | 7700.4231 | 2855.6769 | 459.0656 | 387.9214 | N/A | 10478.3475 | 11059.3983 | 1.3607 | 1.4362 | 8856.3736 | 9352.0983 | 1.1501 | 1.2145 | N/A | N/A | N/A | N/A | 9.7506 | 11.5389 | N/A | 10556.1 | 1.3708 | 0.12968 | 0.060234 | 7335.65 | 258.809 | 2181.5271 | 2.153 | 82450.8 | 5726.09
HPWH_HighEfficiency_DR_Elec Base | High Efficiency HPWH with Demand Response w/ Elec Base |  | High Efficiency HPWH with Demand Response w/ Elec Base | PGE | SMUD | CZ12 | 1992-2010 | CARE | Mixed-fuel | Mixed-fuel | 1609.56 | 0.901 | 4476.1853 | 7700.4231 | 2855.6769 | 1.689 | 1.689 | N/A | 50.8952 | 83.3963 | 0.0066094 | 0.01083 | 50.8952 | 83.3963 | 0.0066094 | 0.01083 | N/A | N/A | N/A | N/A | 2650.1987 | 2650.1987 | N/A | 10556.1 | 1.3708 | 0.12968 | 0.060234 | 7335.65 | 258.809 | 386.5385 | 2.153 | 82450.8 | 5726.09
HPWH_HighEfficiency_DR_Elec Base | High Efficiency HPWH with Demand Response w/ Elec Base |  | High Efficiency HPWH with Demand Response w/ Elec Base | PGE | PGE | CZ13 | 1992-2010 | CARE | Mixed-fuel | Mixed-fuel | 1611.71 | 0.697 | 4476.1853 | 7700.4231 | 2822.3769 | 456.6533 | 423.5683 | N/A | 10419.6326 | 10988.6461 | 1.3531 | 1.427 | 9665.3495 | 10194.6829 | 1.2552 | 1.3239 | N/A | N/A | N/A | N/A | 9.8022 | 10.5678 | N/A | 10522.8 | 1.3665 | 0.13256 | 0.072261 | 9272.68 | 191.308 | 2650.5853 | 1.8345 | 86496.75 | 7660.97
HPWH_HighEfficiency_DR_Elec Base | High Efficiency HPWH with Demand Response w/ Elec Base |  | High Efficiency HPWH with Demand Response w/ Elec Base | SCG | SCE | CZ14 | 1992-2010 | CARE | Mixed-fuel | Mixed-fuel | 1523.1 | 0.838 | 4476.1853 | 7700.4231 | 2006.5269 | 437.4661 | 382.8922 | N/A | 9864.8132 | 10532.5404 | 1.2811 | 1.3678 | 8635.4621 | 9222.8906 | 1.1214 | 1.1977 | N/A | N/A | N/A | N/A | 10.2321 | 11.6905 | N/A | 9706.95 | 1.2606 | 0.11566 | 0.053545 | 8452.76 | 254.836 | 2334.0178 | 2.1601 | 87562.35 | 6929.66
HPWH_HighEfficiency_DR_Elec Base | High Efficiency HPWH with Demand Response w/ Elec Base |  | High Efficiency HPWH with Demand Response w/ Elec Base | SDGE | SDGE | CZ14 | 1992-2010 | CARE | Mixed-fuel | Mixed-fuel | 1523.1 | 0.838 | 4476.1853 | 7700.4231 | 2006.5269 | 526.7842 | 606.3178 | N/A | 12760.8507 | 12685.9342 | 1.6572 | 1.6474 | 14685.9148 | 14594.5608 | 1.9072 | 1.8953 | N/A | N/A | N/A | N/A | 8.4972 | 7.3826 | N/A | 9706.95 | 1.2606 | 0.11566 | 0.053545 | 8452.76 | 254.836 | 3089.0968 | 2.1601 | 87562.35 | 6929.66
HPWH_HighEfficiency_DR_Elec Base | High Efficiency HPWH with Demand Response w/ Elec Base |  | High Efficiency HPWH with Demand Response w/ Elec Base | SCG | SCE | CZ15 | 1992-2010 | CARE | Mixed-fuel | Mixed-fuel | 1265.3 | 0.1745 | 4476.1853 | 7700.4231 | 724.4769 | 357.5042 | 292.0203 | N/A | 8055.1787 | 8585.6647 | 1.0461 | 1.115 | 6580.0645 | 7014.199 | 0.85451 | 0.91088 | N/A | N/A | N/A | N/A | 12.5207 | 15.3283 | N/A | 8424.9 | 1.0941 | 0.11406 | 0.10168 | 12302.5 | 56.7823 | 3002.8084 | 1.1217 | 85780.8 | 11037.2
HPWH_HighEfficiency_DR_Elec Base | High Efficiency HPWH with Demand Response w/ Elec Base |  | High Efficiency HPWH with Demand Response w/ Elec Base | PGE | PGE | CZ16 | 1992-2010 | CARE | Mixed-fuel | Mixed-fuel | 1765.46 | 1.348 | 4476.1853 | 7700.4231 | 3638.2269 | 505.8875 | 478.0301 | N/A | 11551.7551 | 12203.5801 | 1.5001 | 1.5848 | 10916.6499 | 11535.0644 | 1.4177 | 1.498 | N/A | N/A | N/A | N/A | 8.8482 | 9.3638 | N/A | 11338.65 | 1.4725 | 0.13323 | 0.039672 | 7312.87 | 462.505 | 2505.3826 | 3.3582 | 106526.7 | 5547.41
HPWH_120V_Elec Base | 120V HPWH with Elec Base |  | 120V HPWH with Elec Base | PGE | PGE | CZ01 | Pre1978 | Std | Mixed-fuel | Mixed-fuel | 2012.37 | 4.526 | 2517.62 | 4133.5845 | 10035.5655 | 892.5036 | 955.0035 | N/A | 20428.3863 | 21697.4099 | 4.9421 | 5.2491 | 21853.2843 | 23197.2665 | 5.2868 | 5.6119 | N/A | N/A | N/A | N/A | 2.8209 | 2.6362 | N/A | 14169.15 | 3.4278 | 0.18924 | 0.03494 | 7200.79 | 812.541 | 4624.3145 | 5.4161 | 149317.2 | 5188.42
HPWH_120V_Elec Base | 120V HPWH with Elec Base |  | 120V HPWH with Elec Base | PGE | PGE | CZ02 | Pre1978 | Std | Mixed-fuel | Mixed-fuel | 1783.19 | 2.224 | 2517.62 | 4133.5845 | 8170.7655 | 785.129 | 760.715 | N/A | 17939.9826 | 18980.7609 | 4.3401 | 4.5918 | 17383.3847 | 18394.8824 | 4.2054 | 4.4501 | N/A | N/A | N/A | N/A | 3.2066 | 3.3095 | N/A | 12304.35 | 2.9767 | 0.15647 | 0.049146 | 7317.95 | 431.98 | 3741.7283 | 3.1838 | 103346.55 | 5534.76
HPWH_120V_Elec Base | 120V HPWH with Elec Base |  | 120V HPWH with Elec Base | PGE | PGE | CZ03 | Pre1978 | Std | Mixed-fuel | Mixed-fuel | 1778.9 | 3.349 | 2517.62 | 4133.5845 | 8204.0655 | 786.2713 | 821.1751 | N/A | 17985.7137 | 19076.2909 | 4.3511 | 4.615 | 18781.4641 | 19913.9027 | 4.5436 | 4.8176 | N/A | N/A | N/A | N/A | 3.202 | 3.0659 | N/A | 12337.65 | 2.9847 | 0.15973 | 0.062123 | 6574.2 | 336.215 | 3241.2053 | 2.5712 | 87112.8 | 4795.3
HPWH_120V_Elec Base | 120V HPWH with Elec Base |  | 120V HPWH with Elec Base | PGE | PGE | CZ04 | Pre1978 | Std | Mixed-fuel | Mixed-fuel | 1690.21 | 2.088 | 2517.62 | 4133.5845 | 7271.6655 | 742.1975 | 757.8334 | N/A | 16958.1549 | 17939.9156 | 4.1025 | 4.34 | 17314.6279 | 18315.1413 | 4.1888 | 4.4308 | N/A | N/A | N/A | N/A | 3.3921 | 3.3221 | N/A | 11405.25 | 2.7592 | 0.15153 | 0.048779 | 9307.18 | 407.207 | 4690.5853 | 3.1065 | 112903.65 | 7616.97
HPWH_120V_Elec Base | 120V HPWH with Elec Base |  | 120V HPWH with Elec Base | CPAU | CPAU | CZ04 | Pre1978 | Std | Mixed-fuel | Mixed-fuel | 1690.21 | 2.088 | 2517.62 | 4133.5845 | 7271.6655 | 421.7062 | 421.7062 | N/A | 9648.5249 | 10238.6712 | 2.3342 | 2.4769 | 9648.5249 | 10238.6712 | 2.3342 | 2.4769 | N/A | N/A | N/A | N/A | 5.9701 | 5.9701 | N/A | 11405.25 | 2.7592 | 0.15153 | 0.048779 | 9307.18 | 407.207 | 2916.6445 | 3.1065 | 112903.65 | 7616.97
HPWH_120V_Elec Base | 120V HPWH with Elec Base |  | 120V HPWH with Elec Base | PGE | PGE | CZ05 | Pre1978 | Std | Mixed-fuel | Mixed-fuel | 1798.44 | 2.535 | 2517.62 | 4133.5845 | 8087.5155 | 793.376 | 830.3389 | N/A | 18132.1793 | 19193.1219 | 4.3866 | 4.6432 | 18974.8737 | 20080.1474 | 4.5904 | 4.8578 | N/A | N/A | N/A | N/A | 3.1733 | 3.032 | N/A | 12221.1 | 2.9565 | 0.15763 | 0.064589 | 6586.85 | 314.16 | 3183.7977 | 2.4405 | 83849.4 | 4788.41
HPWH_120V_Elec Base | 120V HPWH with Elec Base |  | 120V HPWH with Elec Base | SCG | PGE | CZ05 | Pre1978 | Std | Mixed-fuel | Mixed-fuel | 1798.44 | 2.535 | 2517.62 | 4133.5845 | 8087.5155 | 792.3163 | 829.2791 | N/A | 18100.2441 | 19140.7933 | 4.3788 | 4.6306 | 18942.9386 | 20027.8188 | 4.5827 | 4.8451 | N/A | N/A | N/A | N/A | 3.1775 | 3.0359 | N/A | 12221.1 | 2.9565 | 0.15763 | 0.064589 | 6586.85 | 314.16 | 3122.3123 | 2.4405 | 83849.4 | 4788.41
HPWH_120V_Elec Base | 120V HPWH with Elec Base |  | 120V HPWH with Elec Base | SCG | SCE | CZ06 | Pre1978 | Std | Mixed-fuel | Mixed-fuel | 1595.29 | 0.73 | 2517.62 | 4133.5845 | 6322.6155 | 671.1532 | 576.8881 | N/A | 15128.3482 | 16138.5501 | 3.6599 | 3.9043 | 13004.8977 | 13876.4002 | 3.1462 | 3.357 | N/A | N/A | N/A | N/A | 3.7512 | 4.3641 | N/A | 10456.2 | 2.5296 | 0.12882 | 0.10564 | 7055.6 | 109.051 | 2679.6307 | 1.2195 | 60206.4 | 5460.31
HPWH_120V_Elec Base | 120V HPWH with Elec Base |  | 120V HPWH with Elec Base | SDGE | SDGE | CZ07 | Pre1978 | Std | Mixed-fuel | Mixed-fuel | 1571.15 | 0.7001 | 2517.62 | 4133.5845 | 6322.6155 | 914.9739 | 1031.6342 | N/A | 22156.7853 | 22001.7473 | 5.3602 | 5.3227 | 24980.4779 | 24801.3294 | 6.0433 | 6 | N/A | N/A | N/A | N/A | 2.7516 | 2.4404 | N/A | 10456.2 | 2.5296 | 0.12724 | 0.10934 | 7388.75 | 97.4705 | 3902.7717 | 1.1637 | 62221.05 | 5817.6
HPWH_120V_Elec Base | 120V HPWH with Elec Base |  | 120V HPWH with Elec Base | SCG | SCE | CZ08 | Pre1978 | Std | Mixed-fuel | Mixed-fuel | 1527.54 | 0.906 | 2517.62 | 4133.5845 | 5889.7155 | 647.539 | 704.3706 | N/A | 14598.9945 | 15580.5018 | 3.5318 | 3.7692 | 15879.205 | 16944.333 | 3.8415 | 4.0992 | N/A | N/A | N/A | N/A | 3.888 | 3.5743 | N/A | 10023.3 | 2.4248 | 0.12922 | 0.09173 | 9864.2 | 124.723 | 3981.5082 | 1.4087 | 78404.85 | 8336.66
HPWH_120V_Elec Base | 120V HPWH with Elec Base |  | 120V HPWH with Elec Base | SCG | SCE | CZ09 | Pre1978 | Std | Mixed-fuel | Mixed-fuel | 1540.03 | 0.992 | 2517.62 | 4133.5845 | 5989.6155 | 654.0861 | 617.4125 | N/A | 14747.5695 | 15741.2603 | 3.5677 | 3.8081 | 13921.4465 | 14861.1767 | 3.3679 | 3.5952 | N/A | N/A | N/A | N/A | 3.8491 | 4.0777 | N/A | 10123.2 | 2.449 | 0.13049 | 0.08086 | 9730.7 | 157.936 | 3911.5009 | 1.6138 | 82550.7 | 8190.67
HPWH_120V_Elec Base | 120V HPWH with Elec Base |  | 120V HPWH with Elec Base | SCG | SCE | CZ10 | Pre1978 | Std | Mixed-fuel | Mixed-fuel | 1512.84 | 0.997 | 2517.62 | 4133.5845 | 5839.7655 | 640.7958 | 653.0385 | N/A | 14448.0763 | 15421.9546 | 3.4953 | 3.7309 | 14723.8595 | 15715.7513 | 3.562 | 3.802 | N/A | N/A | N/A | N/A | 3.9289 | 3.8552 | N/A | 9973.35 | 2.4128 | 0.1293 | 0.078734 | 11004.6 | 156.916 | 4431.6478 | 1.6422 | 89244 | 9491.76
HPWH_120V_Elec Base | 120V HPWH with Elec Base |  | 120V HPWH with Elec Base | SDGE | SDGE | CZ10 | Pre1978 | Std | Mixed-fuel | Mixed-fuel | 1512.84 | 0.997 | 2517.62 | 4133.5845 | 5839.7655 | 877.947 | 1391.0488 | N/A | 21265.7455 | 21135.3376 | 5.1446 | 5.1131 | 33685.0723 | 33448.6195 | 8.1491 | 8.0919 | N/A | N/A | N/A | N/A | 2.8676 | 1.8099 | N/A | 9973.35 | 2.4128 | 0.1293 | 0.078734 | 11004.6 | 156.916 | 6279.6131 | 1.6422 | 89244 | 9491.76
HPWH_120V_Elec Base | 120V HPWH with Elec Base |  | 120V HPWH with Elec Base | PGE | PGE | CZ11 | Pre1978 | Std | Mixed-fuel | Mixed-fuel | 1540.3 | 1.814 | 2517.62 | 4133.5845 | 6289.3155 | 675.2508 | 813.1604 | N/A | 15428.1925 | 16320.6003 | 3.7324 | 3.9483 | 18572.3111 | 19630.1192 | 4.493 | 4.7489 | N/A | N/A | N/A | N/A | 3.7284 | 3.0961 | N/A | 10422.9 | 2.5215 | 0.13829 | 0.041007 | 13013.7 | 425.589 | 6429.8134 | 3.3723 | 137612.25 | 11473.4
HPWH_120V_Elec Base | 120V HPWH with Elec Base |  | 120V HPWH with Elec Base | PGE | PGE | CZ12 | Pre1978 | Std | Mixed-fuel | Mixed-fuel | 1648.81 | 1.899 | 2517.62 | 4133.5845 | 6971.9655 | 723.6043 | 702.9189 | N/A | 16531.2834 | 17483.4276 | 3.9993 | 4.2296 | 16059.691 | 16987.0265 | 3.8852 | 4.1095 | N/A | N/A | N/A | N/A | 3.4793 | 3.5817 | N/A | 11105.55 | 2.6867 | 0.14365 | 0.044934 | 9960.86 | 415.25 | 4972.1255 | 3.1969 | 118248.3 | 8312.05
HPWH_120V_Elec Base | 120V HPWH with Elec Base |  | 120V HPWH with Elec Base | PGE | SMUD | CZ12 | Pre1978 | Std | Mixed-fuel | Mixed-fuel | 1648.81 | 1.899 | 2517.62 | 4133.5845 | 6971.9655 | 225.5874 | 225.5874 | N/A | 5177.2981 | 5532.1512 | 1.2525 | 1.3383 | 5177.2981 | 5532.1512 | 1.2525 | 1.3383 | N/A | N/A | N/A | N/A | 11.1603 | 11.1603 | N/A | 11105.55 | 2.6867 | 0.14365 | 0.044934 | 9960.86 | 415.25 | 2731.2492 | 3.1969 | 118248.3 | 8312.05
HPWH_120V_Elec Base | 120V HPWH with Elec Base |  | 120V HPWH with Elec Base | PGE | PGE | CZ13 | Pre1978 | Std | Mixed-fuel | Mixed-fuel | 1511.9 | 1.624 | 2517.62 | 4133.5845 | 5939.6655 | 662.2859 | 887.8258 | N/A | 15128.2058 | 15994.2192 | 3.6598 | 3.8693 | 20270.1522 | 21406.6644 | 4.9038 | 5.1787 | N/A | N/A | N/A | N/A | 3.8014 | 2.8357 | N/A | 10073.25 | 2.4369 | 0.13302 | 0.04883 | 14282.9 | 308.663 | 6746.4872 | 2.7241 | 131634.9 | 12771
HPWH_120V_Elec Base | 120V HPWH with Elec Base |  | 120V HPWH with Elec Base | SCG | SCE | CZ14 | Pre1978 | Std | Mixed-fuel | Mixed-fuel | 1574.4 | 1.706 | 2517.62 | 4133.5845 | 6372.5655 | 671.6552 | 830.3458 | N/A | 15158.2882 | 16212.7595 | 3.6671 | 3.9222 | 18733.0093 | 20020.974 | 4.5319 | 4.8435 | N/A | N/A | N/A | N/A | 3.7484 | 3.032 | N/A | 10506.15 | 2.5417 | 0.14343 | 0.043808 | 12322.5 | 419.833 | 5532.7098 | 3.274 | 130819.05 | 10748.1
HPWH_120V_Elec Base | 120V HPWH with Elec Base |  | 120V HPWH with Elec Base | SDGE | SDGE | CZ14 | Pre1978 | Std | Mixed-fuel | Mixed-fuel | 1574.4 | 1.706 | 2517.62 | 4133.5845 | 6372.5655 | 888.0245 | 1420.3347 | N/A | 21521.2335 | 21426.6874 | 5.2064 | 5.1836 | 34405.4857 | 34200.9249 | 8.3234 | 8.2739 | N/A | N/A | N/A | N/A | 2.8351 | 1.7726 | N/A | 10506.15 | 2.5417 | 0.14343 | 0.043808 | 12322.5 | 419.833 | 7534.0451 | 3.274 | 130819.05 | 10748.1
HPWH_120V_Elec Base | 120V HPWH with Elec Base |  | 120V HPWH with Elec Base | SCG | SCE | CZ15 | Pre1978 | Std | Mixed-fuel | Mixed-fuel | 1182.1 | 0.4489 | 2517.62 | 4133.5845 | 3758.5155 | 502.3583 | 975.9737 | N/A | 11322.4922 | 12076.1065 | 2.7391 | 2.9215 | 21991.3222 | 23441.8025 | 5.3202 | 5.6711 | N/A | N/A | N/A | N/A | 5.0116 | 2.5796 | N/A | 7892.1 | 1.9093 | 0.10623 | 0.067858 | 21225.3 | 83.4367 | 8416.8488 | 1.5655 | 140908.95 | 20043.2
HPWH_120V_Elec Base | 120V HPWH with Elec Base |  | 120V HPWH with Elec Base | PGE | PGE | CZ16 | Pre1978 | Std | Mixed-fuel | Mixed-fuel | 1930.6 | 2.188 | 2517.62 | 4133.5845 | 8620.3155 | 845.2923 | 847.118 | N/A | 19310.8749 | 20422.003 | 4.6717 | 4.9405 | 19352.4996 | 20465.8175 | 4.6818 | 4.9511 | N/A | N/A | N/A | N/A | 2.9784 | 2.972 | N/A | 12753.9 | 3.0854 | 0.16376 | 0.025991 | 8393.95 | 949.56 | 5414.5555 | 6.3007 | 174208.95 | 6463.35
HPWH_120V_Elec Base | 120V HPWH with Elec Base |  | 120V HPWH with Elec Base | PGE | PGE | CZ01 | 1978-1991 | Std | Mixed-fuel | Mixed-fuel | 2010.01 | 3.845 | 2517.62 | 4133.5845 | 9968.9655 | 889.7854 | 935.1729 | N/A | 20353.7828 | 21588.4711 | 4.924 | 5.2227 | 21388.546 | 22677.6694 | 5.1743 | 5.4862 | N/A | N/A | N/A | N/A | 2.8295 | 2.6921 | N/A | 14102.55 | 3.4117 | 0.18498 | 0.042054 | 7038.15 | 642.198 | 4134.4968 | 4.3987 | 127156.05 | 5028.14
HPWH_120V_Elec Base | 120V HPWH with Elec Base |  | 120V HPWH with Elec Base | PGE | PGE | CZ02 | 1978-1991 | Std | Mixed-fuel | Mixed-fuel | 1785.03 | 1.713 | 2517.62 | 4133.5845 | 8137.4655 | 784.6737 | 744.4706 | N/A | 17919.0152 | 18933.1989 | 4.335 | 4.5803 | 17002.4492 | 17968.4158 | 4.1132 | 4.3469 | N/A | N/A | N/A | N/A | 3.2085 | 3.3818 | N/A | 12271.05 | 2.9686 | 0.15354 | 0.059727 | 6870.56 | 332.594 | 3282.2955 | 2.5707 | 88261.65 | 5085.53
HPWH_120V_Elec Base | 120V HPWH with Elec Base |  | 120V HPWH with Elec Base | PGE | PGE | CZ03 | 1978-1991 | Std | Mixed-fuel | Mixed-fuel | 1777.89 | 1.86 | 2517.62 | 4133.5845 | 8037.5655 | 782.0629 | 806.6357 | N/A | 17861.6685 | 18878.0738 | 4.3211 | 4.567 | 18421.888 | 19467.7644 | 4.4566 | 4.7097 | N/A | N/A | N/A | N/A | 3.2192 | 3.1211 | N/A | 12171.15 | 2.9445 | 0.15082 | 0.072816 | 6448.24 | 253.446 | 2987.3177 | 2.0712 | 75774.15 | 4670.35
HPWH_120V_Elec Base | 120V HPWH with Elec Base |  | 120V HPWH with Elec Base | PGE | PGE | CZ04 | 1978-1991 | Std | Mixed-fuel | Mixed-fuel | 1693.55 | 1.578 | 2517.62 | 4133.5845 | 7205.0655 | 742.4826 | 718.6768 | N/A | 16954.5886 | 17911.9311 | 4.1017 | 4.3333 | 16411.8539 | 17340.6451 | 3.9704 | 4.1951 | N/A | N/A | N/A | N/A | 3.3908 | 3.5031 | N/A | 11338.65 | 2.7431 | 0.14857 | 0.059903 | 8341.43 | 308.038 | 3982.9374 | 2.4802 | 94572 | 6647.88
HPWH_120V_Elec Base | 120V HPWH with Elec Base |  | 120V HPWH with Elec Base | CPAU | CPAU | CZ04 | 1978-1991 | Std | Mixed-fuel | Mixed-fuel | 1693.55 | 1.578 | 2517.62 | 4133.5845 | 7205.0655 | 421.4001 | 421.4001 | N/A | 9633.2591 | 10202.6542 | 2.3305 | 2.4682 | 9633.2591 | 10202.6542 | 2.3305 | 2.4682 | N/A | N/A | N/A | N/A | 5.9744 | 5.9744 | N/A | 11338.65 | 2.7431 | 0.14857 | 0.059903 | 8341.43 | 308.038 | 2443.3339 | 2.4802 | 94572 | 6647.88
HPWH_120V_Elec Base | 120V HPWH with Elec Base |  | 120V HPWH with Elec Base | PGE | PGE | CZ05 | 1978-1991 | Std | Mixed-fuel | Mixed-fuel | 1797.79 | 1.891 | 2517.62 | 4133.5845 | 8004.2655 | 791.2529 | 816.5746 | N/A | 18070.1801 | 19095.1314 | 4.3716 | 4.6195 | 18647.4722 | 19702.7927 | 4.5112 | 4.7665 | N/A | N/A | N/A | N/A | 3.1818 | 3.0831 | N/A | 12137.85 | 2.9364 | 0.15376 | 0.078631 | 6465.53 | 233.75 | 2942.5714 | 1.9555 | 72943.65 | 4667.74
HPWH_120V_Elec Base | 120V HPWH with Elec Base |  | 120V HPWH with Elec Base | SCG | PGE | CZ05 | 1978-1991 | Std | Mixed-fuel | Mixed-fuel | 1797.79 | 1.891 | 2517.62 | 4133.5845 | 8004.2655 | 790.4012 | 815.7228 | N/A | 18044.5153 | 19053.0773 | 4.3653 | 4.6093 | 18621.8074 | 19660.7386 | 4.505 | 4.7563 | N/A | N/A | N/A | N/A | 3.1852 | 3.0864 | N/A | 12137.85 | 2.9364 | 0.15376 | 0.078631 | 6465.53 | 233.75 | 2918.6372 | 1.9555 | 72943.65 | 4667.74
HPWH_120V_Elec Base | 120V HPWH with Elec Base |  | 120V HPWH with Elec Base | SCG | SCE | CZ06 | 1978-1991 | Std | Mixed-fuel | Mixed-fuel | 1598.28 | 0.4786 | 2517.62 | 4133.5845 | 6339.2655 | 672.089 | 555.3013 | N/A | 15146.127 | 16149.9959 | 3.6642 | 3.907 | 12515.3264 | 13347.3569 | 3.0277 | 3.229 | N/A | N/A | N/A | N/A | 3.746 | 4.5338 | N/A | 10472.85 | 2.5336 | 0.12738 | 0.1231 | 6582.27 | 81.1418 | 2409.7805 | 1.0348 | 53929.35 | 4983.99
HPWH_120V_Elec Base | 120V HPWH with Elec Base |  | 120V HPWH with Elec Base | SDGE | SDGE | CZ07 | 1978-1991 | Std | Mixed-fuel | Mixed-fuel | 1574.34 | 0.4703 | 2517.62 | 4133.5845 | 6289.3155 | 913.8546 | 972.6678 | N/A | 22126.0022 | 21959.0849 | 5.3527 | 5.3124 | 23549.54 | 23370.4675 | 5.6971 | 5.6538 | N/A | N/A | N/A | N/A | 2.7549 | 2.5884 | N/A | 10422.9 | 2.5215 | 0.12587 | 0.12553 | 6870.32 | 73.68 | 3497.2607 | 1.0027 | 55894.05 | 5295.98
HPWH_120V_Elec Base | 120V HPWH with Elec Base |  | 120V HPWH with Elec Base | SCG | SCE | CZ08 | 1978-1991 | Std | Mixed-fuel | Mixed-fuel | 1531.03 | 0.6681 | 2517.62 | 4133.5845 | 5906.3655 | 648.5945 | 650.3293 | N/A | 14619.579 | 15595.1779 | 3.5368 | 3.7728 | 14658.6568 | 15636.8082 | 3.5462 | 3.7829 | N/A | N/A | N/A | N/A | 3.8817 | 3.8713 | N/A | 10039.95 | 2.4289 | 0.12791 | 0.1073 | 8907.32 | 93.2702 | 3500.3372 | 1.1921 | 69014.25 | 7376.29
HPWH_120V_Elec Base | 120V HPWH with Elec Base |  | 120V HPWH with Elec Base | SCG | SCE | CZ09 | 1978-1991 | Std | Mixed-fuel | Mixed-fuel | 1543.27 | 0.7 | 2517.62 | 4133.5845 | 5939.6655 | 654.1334 | 565.9963 | N/A | 14744.7179 | 15729.3252 | 3.5671 | 3.8053 | 12759.3085 | 13614.233 | 3.0867 | 3.2936 | N/A | N/A | N/A | N/A | 3.8488 | 4.4481 | N/A | 10073.25 | 2.4369 | 0.12883 | 0.095301 | 8783.76 | 119.219 | 3417.6162 | 1.3518 | 72127.8 | 7240.49
HPWH_120V_Elec Base | 120V HPWH with Elec Base |  | 120V HPWH with Elec Base | SCG | SCE | CZ10 | 1978-1991 | Std | Mixed-fuel | Mixed-fuel | 1516.3 | 0.728 | 2517.62 | 4133.5845 | 5823.1155 | 641.3308 | 581.6445 | N/A | 14456.556 | 15422.8762 | 3.4973 | 3.7311 | 13112.0415 | 13990.5408 | 3.1721 | 3.3846 | N/A | N/A | N/A | N/A | 3.9256 | 4.3285 | N/A | 9956.7 | 2.4087 | 0.12761 | 0.093342 | 9770.39 | 117.077 | 3812.5455 | 1.3671 | 77189.4 | 8254.09
HPWH_120V_Elec Base | 120V HPWH with Elec Base |  | 120V HPWH with Elec Base | SDGE | SDGE | CZ10 | 1978-1991 | Std | Mixed-fuel | Mixed-fuel | 1516.3 | 0.728 | 2517.62 | 4133.5845 | 5823.1155 | 878.8356 | 1240.5062 | N/A | 21282.8419 | 21137.7752 | 5.1488 | 5.1137 | 30036.8642 | 29817.0496 | 7.2665 | 7.2134 | N/A | N/A | N/A | N/A | 2.8647 | 2.0295 | N/A | 9956.7 | 2.4087 | 0.12761 | 0.093342 | 9770.39 | 117.077 | 5403.6525 | 1.3671 | 77189.4 | 8254.09
HPWH_120V_Elec Base | 120V HPWH with Elec Base |  | 120V HPWH with Elec Base | PGE | PGE | CZ11 | 1978-1991 | Std | Mixed-fuel | Mixed-fuel | 1542.89 | 1.401 | 2517.62 | 4133.5845 | 6272.6655 | 675.1513 | 727.0934 | N/A | 15416.8394 | 16286.7776 | 3.7297 | 3.9401 | 16601.0366 | 17533.2711 | 4.0161 | 4.2417 | N/A | N/A | N/A | N/A | 3.729 | 3.4626 | N/A | 10406.25 | 2.5175 | 0.13601 | 0.050865 | 11389.6 | 318.734 | 5385.6325 | 2.6739 | 114385.5 | 9846.71
HPWH_120V_Elec Base | 120V HPWH with Elec Base |  | 120V HPWH with Elec Base | PGE | PGE | CZ12 | 1978-1991 | Std | Mixed-fuel | Mixed-fuel | 1650.92 | 1.472 | 2517.62 | 4133.5845 | 6938.6655 | 723.4181 | 657.1931 | N/A | 16518.6917 | 17450.0782 | 3.9962 | 4.2215 | 15008.869 | 15860.8294 | 3.631 | 3.8371 | N/A | N/A | N/A | N/A | 3.4802 | 3.8309 | N/A | 11072.25 | 2.6786 | 0.14134 | 0.05497 | 8921.04 | 317.283 | 4232.8773 | 2.5712 | 99517.05 | 7270.12
HPWH_120V_Elec Base | 120V HPWH with Elec Base |  | 120V HPWH with Elec Base | PGE | SMUD | CZ12 | 1978-1991 | Std | Mixed-fuel | Mixed-fuel | 1650.92 | 1.472 | 2517.62 | 4133.5845 | 6938.6655 | 224.9658 | 224.9658 | N/A | 5154.7788 | 5488.352 | 1.247 | 1.3277 | 5154.7788 | 5488.352 | 1.247 | 1.3277 | N/A | N/A | N/A | N/A | 11.1911 | 11.1911 | N/A | 11072.25 | 2.6786 | 0.14134 | 0.05497 | 8921.04 | 317.283 | 2301.0048 | 2.5712 | 99517.05 | 7270.12
HPWH_120V_Elec Base | 120V HPWH with Elec Base |  | 120V HPWH with Elec Base | PGE | PGE | CZ13 | 1978-1991 | Std | Mixed-fuel | Mixed-fuel | 1515 | 1.166 | 2517.62 | 4133.5845 | 5906.3655 | 662.6685 | 786.128 | N/A | 15128.7922 | 15975.2524 | 3.66 | 3.8647 | 17943.4718 | 18938.0018 | 4.3409 | 4.5815 | N/A | N/A | N/A | N/A | 3.7992 | 3.2026 | N/A | 10039.95 | 2.4289 | 0.13048 | 0.058886 | 12437.4 | 235.129 | 5686.7832 | 2.2158 | 111055.5 | 10922.4
HPWH_120V_Elec Base | 120V HPWH with Elec Base |  | 120V HPWH with Elec Base | SCG | SCE | CZ14 | 1978-1991 | Std | Mixed-fuel | Mixed-fuel | 1576.79 | 1.208 | 2517.62 | 4133.5845 | 6289.3155 | 671.5214 | 730.3206 | N/A | 15146.3638 | 16179.8198 | 3.6642 | 3.9142 | 16470.8956 | 17590.8673 | 3.9847 | 4.2556 | N/A | N/A | N/A | N/A | 3.7491 | 3.4473 | N/A | 10422.9 | 2.5215 | 0.14037 | 0.054481 | 10836.1 | 310.876 | 4641.1096 | 2.5765 | 108374.85 | 9259.31
HPWH_120V_Elec Base | 120V HPWH with Elec Base |  | 120V HPWH with Elec Base | SDGE | SDGE | CZ14 | 1978-1991 | Std | Mixed-fuel | Mixed-fuel | 1576.79 | 1.208 | 2517.62 | 4133.5845 | 6289.3155 | 874.3107 | 1233.9707 | N/A | 21181.378 | 21063.6852 | 5.1242 | 5.0957 | 29886.7353 | 29694.71 | 7.2302 | 7.1838 | N/A | N/A | N/A | N/A | 2.8795 | 2.0403 | N/A | 10422.9 | 2.5215 | 0.14037 | 0.054481 | 10836.1 | 310.876 | 6329.8218 | 2.5765 | 108374.85 | 9259.31
HPWH_120V_Elec Base | 120V HPWH with Elec Base |  | 120V HPWH with Elec Base | SCG | SCE | CZ15 | 1978-1991 | Std | Mixed-fuel | Mixed-fuel | 1186.2 | 0.3009 | 2517.62 | 4133.5845 | 3725.2155 | 503.5956 | 768.5732 | N/A | 11348.352 | 12099.0875 | 2.7454 | 2.927 | 17317.3322 | 18457.9492 | 4.1894 | 4.4654 | N/A | N/A | N/A | N/A | 4.9993 | 3.2757 | N/A | 7858.8 | 1.9012 | 0.10525 | 0.077949 | 17965.4 | 64.4143 | 6967.1153 | 1.3502 | 119530.35 | 16779.2
HPWH_120V_Elec Base | 120V HPWH with Elec Base |  | 120V HPWH with Elec Base | PGE | PGE | CZ16 | 1978-1991 | Std | Mixed-fuel | Mixed-fuel | 1930.78 | 1.655 | 2517.62 | 4133.5845 | 8537.0655 | 844.1373 | 817.2849 | N/A | 19274.9348 | 20361.0386 | 4.663 | 4.9258 | 18662.7423 | 19716.6409 | 4.5149 | 4.7699 | N/A | N/A | N/A | N/A | 2.9825 | 3.0805 | N/A | 12670.65 | 3.0653 | 0.16051 | 0.031253 | 7869.28 | 757.403 | 4689.5751 | 5.1358 | 146936.25 | 5938.5
HPWH_120V_Elec Base | 120V HPWH with Elec Base |  | 120V HPWH with Elec Base | PGE | PGE | CZ01 | 1992-2010 | Std | Mixed-fuel | Mixed-fuel | 2009.37 | 2.756 | 2517.62 | 4133.5845 | 9819.1155 | 886.8842 | 906.0292 | N/A | 20268.3629 | 21452.1513 | 4.9033 | 5.1897 | 20704.839 | 21911.5887 | 5.0089 | 5.3009 | N/A | N/A | N/A | N/A | 2.8387 | 2.7787 | N/A | 13952.7 | 3.3754 | 0.17854 | 0.064896 | 6792.33 | 365.701 | 3357.8426 | 2.7512 | 91475.1 | 4782.96
HPWH_120V_Elec Base | 120V HPWH with Elec Base |  | 120V HPWH with Elec Base | PGE | PGE | CZ02 | 1992-2010 | Std | Mixed-fuel | Mixed-fuel | 1787.43 | 1.491 | 2517.62 | 4133.5845 | 8120.8155 | 785.1588 | 734.5432 | N/A | 17924.5606 | 18925.7663 | 4.3363 | 4.5785 | 16770.607 | 17711.1074 | 4.0572 | 4.2847 | N/A | N/A | N/A | N/A | 3.2065 | 3.4275 | N/A | 12254.4 | 2.9646 | 0.15231 | 0.068611 | 6534.96 | 277.753 | 2987.8913 | 2.2199 | 79187.4 | 4747.53
HPWH_120V_Elec Base | 120V HPWH with Elec Base |  | 120V HPWH with Elec Base | PGE | PGE | CZ03 | 1992-2010 | Std | Mixed-fuel | Mixed-fuel | 1778.09 | 1.673 | 2517.62 | 4133.5845 | 7987.6155 | 781.4754 | 799.671 | N/A | 17843.0648 | 18845.9516 | 4.3166 | 4.5592 | 18257.8962 | 19282.6057 | 4.417 | 4.6649 | N/A | N/A | N/A | N/A | 3.2216 | 3.1483 | N/A | 12121.2 | 2.9324 | 0.14973 | 0.081422 | 6367.74 | 215.873 | 2863.1508 | 1.8389 | 70312.95 | 4589.65
HPWH_120V_Elec Base | 120V HPWH with Elec Base |  | 120V HPWH with Elec Base | PGE | PGE | CZ04 | 1992-2010 | Std | Mixed-fuel | Mixed-fuel | 1696.2 | 1.368 | 2517.62 | 4133.5845 | 7238.3655 | 742.9093 | 684.9778 | N/A | 16959.0742 | 17904.0302 | 4.1028 | 4.3314 | 15638.3288 | 16513.8052 | 3.7832 | 3.995 | N/A | N/A | N/A | N/A | 3.3889 | 3.6755 | N/A | 11371.95 | 2.7511 | 0.14747 | 0.069847 | 7020.68 | 255.645 | 3200.9296 | 2.1113 | 79903.35 | 5324.48
HPWH_120V_Elec Base | 120V HPWH with Elec Base |  | 120V HPWH with Elec Base | CPAU | CPAU | CZ04 | 1992-2010 | Std | Mixed-fuel | Mixed-fuel | 1696.2 | 1.368 | 2517.62 | 4133.5845 | 7238.3655 | 420.5808 | 420.5808 | N/A | 9603.7876 | 10145.6486 | 2.3234 | 2.4544 | 9603.7876 | 10145.6486 | 2.3234 | 2.4544 | N/A | N/A | N/A | N/A | 5.9861 | 5.9861 | N/A | 11371.95 | 2.7511 | 0.14747 | 0.069847 | 7020.68 | 255.645 | 2005.5164 | 2.1113 | 79903.35 | 5324.48
HPWH_120V_Elec Base | 120V HPWH with Elec Base |  | 120V HPWH with Elec Base | PGE | PGE | CZ05 | 1992-2010 | Std | Mixed-fuel | Mixed-fuel | 1797.93 | 1.718 | 2517.62 | 4133.5845 | 7987.6155 | 790.708 | 808.6205 | N/A | 18053.1837 | 19066.2351 | 4.3674 | 4.6125 | 18461.5616 | 19496.0963 | 4.4662 | 4.7165 | N/A | N/A | N/A | N/A | 3.184 | 3.1135 | N/A | 12121.2 | 2.9324 | 0.15271 | 0.086463 | 6386.91 | 203.373 | 2842.6186 | 1.7662 | 68498.1 | 4588.98
HPWH_120V_Elec Base | 120V HPWH with Elec Base |  | 120V HPWH with Elec Base | SCG | PGE | CZ05 | 1992-2010 | Std | Mixed-fuel | Mixed-fuel | 1797.93 | 1.718 | 2517.62 | 4133.5845 | 7987.6155 | 790.1604 | 808.073 | N/A | 18036.6832 | 19039.1975 | 4.3634 | 4.606 | 18445.0611 | 19469.0587 | 4.4622 | 4.71 | N/A | N/A | N/A | N/A | 3.1862 | 3.1156 | N/A | 12121.2 | 2.9324 | 0.15271 | 0.086463 | 6386.91 | 203.373 | 2828.9926 | 1.7662 | 68498.1 | 4588.98
HPWH_120V_Elec Base | 120V HPWH with Elec Base |  | 120V HPWH with Elec Base | SCG | SCE | CZ06 | 1992-2010 | Std | Mixed-fuel | Mixed-fuel | 1602.12 | 0.4494 | 2517.62 | 4133.5845 | 6305.9655 | 672.2327 | 533.7461 | N/A | 15148.9574 | 16152.0875 | 3.6648 | 3.9075 | 12029.3589 | 12828.7232 | 2.9102 | 3.1035 | N/A | N/A | N/A | N/A | 3.7452 | 4.7169 | N/A | 10439.55 | 2.5255 | 0.1273 | 0.13135 | 6105.24 | 73.3606 | 2176.5444 | 0.96911 | 50099.85 | 4503.12
HPWH_120V_Elec Base | 120V HPWH with Elec Base |  | 120V HPWH with Elec Base | SDGE | SDGE | CZ07 | 1992-2010 | Std | Mixed-fuel | Mixed-fuel | 1578.45 | 0.428 | 2517.62 | 4133.5845 | 6305.9655 | 915.7321 | 902.0105 | N/A | 22170.8251 | 22001.4829 | 5.3636 | 5.3226 | 21838.7006 | 21672.1943 | 5.2832 | 5.243 | N/A | N/A | N/A | N/A | 2.7493 | 2.7911 | N/A | 10439.55 | 2.5255 | 0.12578 | 0.13371 | 6210.04 | 67.6832 | 3039.6677 | 0.94071 | 50965.65 | 4631.59
HPWH_120V_Elec Base | 120V HPWH with Elec Base |  | 120V HPWH with Elec Base | SCG | SCE | CZ08 | 1992-2010 | Std | Mixed-fuel | Mixed-fuel | 1534.47 | 0.5966 | 2517.62 | 4133.5845 | 5873.0655 | 649.7322 | 564.1954 | N/A | 14644.2108 | 15619.1603 | 3.5427 | 3.7786 | 12717.3783 | 13566.4711 | 3.0766 | 3.282 | N/A | N/A | N/A | N/A | 3.8749 | 4.4623 | N/A | 10006.65 | 2.4208 | 0.12746 | 0.11872 | 7273.37 | 82.2275 | 2745.8886 | 1.0736 | 58358.25 | 5738.9
HPWH_120V_Elec Base | 120V HPWH with Elec Base |  | 120V HPWH with Elec Base | SCG | SCE | CZ09 | 1992-2010 | Std | Mixed-fuel | Mixed-fuel | 1547.01 | 0.623 | 2517.62 | 4133.5845 | 5956.3155 | 651.7532 | 485.7085 | N/A | 14690.0549 | 15668.7185 | 3.5538 | 3.7906 | 10949.6727 | 11684.0223 | 2.649 | 2.8266 | N/A | N/A | N/A | N/A | 3.8628 | 5.1834 | N/A | 10089.9 | 2.441 | 0.12843 | 0.10731 | 7213.67 | 102.436 | 2674.3895 | 1.1968 | 60889.05 | 5666.66
HPWH_120V_Elec Base | 120V HPWH with Elec Base |  | 120V HPWH with Elec Base | SCG | SCE | CZ10 | 1992-2010 | Std | Mixed-fuel | Mixed-fuel | 1520.09 | 0.64 | 2517.62 | 4133.5845 | 5873.0655 | 638.0523 | 470.253 | N/A | 14381.5104 | 15340.2208 | 3.4792 | 3.7111 | 10601.6044 | 11313.4192 | 2.5647 | 2.737 | N/A | N/A | N/A | N/A | 3.9458 | 5.3538 | N/A | 10006.65 | 2.4208 | 0.12708 | 0.10558 | 7737.28 | 100.653 | 2870.9374 | 1.2036 | 63586.35 | 6217.19
HPWH_120V_Elec Base | 120V HPWH with Elec Base |  | 120V HPWH with Elec Base | SDGE | SDGE | CZ10 | 1992-2010 | Std | Mixed-fuel | Mixed-fuel | 1520.09 | 0.64 | 2517.62 | 4133.5845 | 5873.0655 | 875.0206 | 1003.1405 | N/A | 21189.1412 | 21040.4016 | 5.1261 | 5.0901 | 24290.2076 | 24114.9889 | 5.8763 | 5.8339 | N/A | N/A | N/A | N/A | 2.8772 | 2.5097 | N/A | 10006.65 | 2.4208 | 0.12708 | 0.10558 | 7737.28 | 100.653 | 4076.6127 | 1.2036 | 63586.35 | 6217.19
HPWH_120V_Elec Base | 120V HPWH with Elec Base |  | 120V HPWH with Elec Base | PGE | PGE | CZ11 | 1992-2010 | Std | Mixed-fuel | Mixed-fuel | 1546.31 | 1.172 | 2517.62 | 4133.5845 | 6256.0155 | 676.1984 | 601.6247 | N/A | 15436.6602 | 16297.8898 | 3.7344 | 3.9428 | 13736.4995 | 14508.2899 | 3.3231 | 3.5099 | N/A | N/A | N/A | N/A | 3.7232 | 4.1847 | N/A | 10389.6 | 2.5135 | 0.13481 | 0.061689 | 8745.81 | 254.352 | 3951.4708 | 2.1853 | 90609.3 | 7199.5
HPWH_120V_Elec Base | 120V HPWH with Elec Base |  | 120V HPWH with Elec Base | PGE | PGE | CZ12 | 1992-2010 | Std | Mixed-fuel | Mixed-fuel | 1653.84 | 1.276 | 2517.62 | 4133.5845 | 6922.0155 | 724.2625 | 609.1444 | N/A | 16534.2166 | 17457.45 | 4 | 4.2233 | 13909.7088 | 14694.8766 | 3.365 | 3.555 | N/A | N/A | N/A | N/A | 3.4761 | 4.133 | N/A | 11055.6 | 2.6746 | 0.14023 | 0.065134 | 7335.65 | 258.809 | 3307.0157 | 2.153 | 82450.8 | 5681.81
HPWH_120V_Elec Base | 120V HPWH with Elec Base |  | 120V HPWH with Elec Base | PGE | SMUD | CZ12 | 1992-2010 | Std | Mixed-fuel | Mixed-fuel | 1653.84 | 1.276 | 2517.62 | 4133.5845 | 6922.0155 | 224.9556 | 224.9556 | N/A | 5150.8221 | 5475.2173 | 1.2461 | 1.3246 | 5150.8221 | 5475.2173 | 1.2461 | 1.3246 | N/A | N/A | N/A | N/A | 11.1916 | 11.1916 | N/A | 11055.6 | 2.6746 | 0.14023 | 0.065134 | 7335.65 | 258.809 | 1846.6842 | 2.153 | 82450.8 | 5681.81
HPWH_120V_Elec Base | 120V HPWH with Elec Base |  | 120V HPWH with Elec Base | PGE | PGE | CZ13 | 1992-2010 | Std | Mixed-fuel | Mixed-fuel | 1518.31 | 1.015 | 2517.62 | 4133.5845 | 5906.3655 | 663.4753 | 622.5529 | N/A | 15142.18 | 15977.2885 | 3.6632 | 3.8652 | 14209.2148 | 14995.2435 | 3.4375 | 3.6277 | N/A | N/A | N/A | N/A | 3.7946 | 4.044 | N/A | 10039.95 | 2.4289 | 0.12964 | 0.070669 | 9272.68 | 191.308 | 4060.6623 | 1.8345 | 86496.75 | 7754.37
HPWH_120V_Elec Base | 120V HPWH with Elec Base |  | 120V HPWH with Elec Base | SCG | SCE | CZ14 | 1992-2010 | Std | Mixed-fuel | Mixed-fuel | 1579.48 | 1.122 | 2517.62 | 4133.5845 | 6305.9655 | 672.2309 | 580.0894 | N/A | 15160.2407 | 16189.8225 | 3.6676 | 3.9167 | 13084.6281 | 13978.6352 | 3.1654 | 3.3817 | N/A | N/A | N/A | N/A | 3.7452 | 4.3401 | N/A | 10439.55 | 2.5255 | 0.13991 | 0.064772 | 8452.76 | 254.836 | 3464.0483 | 2.1601 | 87562.35 | 6873.28
HPWH_120V_Elec Base | 120V HPWH with Elec Base |  | 120V HPWH with Elec Base | SDGE | SDGE | CZ14 | 1992-2010 | Std | Mixed-fuel | Mixed-fuel | 1579.48 | 1.122 | 2517.62 | 4133.5845 | 6305.9655 | 837.4383 | 951.4283 | N/A | 20287.1979 | 20171.5296 | 4.9079 | 4.8799 | 23046.2589 | 22907.0317 | 5.5754 | 5.5417 | N/A | N/A | N/A | N/A | 3.0063 | 2.6461 | N/A | 10439.55 | 2.5255 | 0.13991 | 0.064772 | 8452.76 | 254.836 | 4702.1958 | 2.1601 | 87562.35 | 6873.28
HPWH_120V_Elec Base | 120V HPWH with Elec Base |  | 120V HPWH with Elec Base | SCG | SCE | CZ15 | 1992-2010 | Std | Mixed-fuel | Mixed-fuel | 1191 | 0.2456 | 2517.62 | 4133.5845 | 3775.1655 | 499.4221 | 411.8315 | N/A | 11253.5739 | 11996.3842 | 2.7225 | 2.9022 | 9280.4768 | 9894.4086 | 2.2451 | 2.3937 | N/A | N/A | N/A | N/A | 5.0411 | 6.1132 | N/A | 7908.75 | 1.9133 | 0.10521 | 0.093794 | 12302.5 | 56.7823 | 4514.3171 | 1.1217 | 85780.8 | 11111.5
HPWH_120V_Elec Base | 120V HPWH with Elec Base |  | 120V HPWH with Elec Base | PGE | PGE | CZ16 | 1992-2010 | Std | Mixed-fuel | Mixed-fuel | 1931.54 | 1.397 | 2517.62 | 4133.5845 | 8503.7655 | 843.7279 | 782.053 | N/A | 19259.4672 | 20329.9902 | 4.6593 | 4.9182 | 17853.3769 | 18849.9307 | 4.3191 | 4.5602 | N/A | N/A | N/A | N/A | 2.9839 | 3.2192 | N/A | 12637.35 | 3.0572 | 0.15904 | 0.047358 | 7312.87 | 462.505 | 3712.2019 | 3.3582 | 106526.7 | 5381.33
HPWH_120V_Elec Base | 120V HPWH with Elec Base |  | 120V HPWH with Elec Base | PGE | PGE | CZ01 | Pre1978 | CARE | Mixed-fuel | Mixed-fuel | 2012.37 | 4.526 | 2517.62 | 4133.5845 | 10035.5655 | 581.6695 | 622.2945 | N/A | 13324.9226 | 14179.4642 | 3.2236 | 3.4303 | 14251.1063 | 15154.3709 | 3.4476 | 3.6662 | N/A | N/A | N/A | N/A | 4.3283 | 4.0457 | N/A | 14169.15 | 3.4278 | 0.18924 | 0.03494 | 7200.79 | 812.541 | 3223.3763 | 5.4161 | 149317.2 | 5188.42
HPWH_120V_Elec Base | 120V HPWH with Elec Base |  | 120V HPWH with Elec Base | PGE | PGE | CZ02 | Pre1978 | CARE | Mixed-fuel | Mixed-fuel | 1783.19 | 2.224 | 2517.62 | 4133.5845 | 8170.7655 | 511.1045 | 495.2355 | N/A | 11684.2119 | 12375.5479 | 2.8267 | 2.9939 | 11322.4233 | 11994.7269 | 2.7391 | 2.9018 | N/A | N/A | N/A | N/A | 4.9258 | 5.0837 | N/A | 12304.35 | 2.9767 | 0.15647 | 0.049146 | 7317.95 | 431.98 | 2521.4726 | 3.1838 | 103346.55 | 5534.76
HPWH_120V_Elec Base | 120V HPWH with Elec Base |  | 120V HPWH with Elec Base | PGE | PGE | CZ03 | Pre1978 | CARE | Mixed-fuel | Mixed-fuel | 1778.9 | 3.349 | 2517.62 | 4133.5845 | 8204.0655 | 512.2226 | 534.91 | N/A | 11725.2535 | 12456.1853 | 2.8366 | 3.0134 | 12242.4912 | 13000.633 | 2.9617 | 3.1451 | N/A | N/A | N/A | N/A | 4.9151 | 4.7066 | N/A | 12337.65 | 2.9847 | 0.15973 | 0.062123 | 6574.2 | 336.215 | 2164.9803 | 2.5712 | 87112.8 | 4795.3
HPWH_120V_Elec Base | 120V HPWH with Elec Base |  | 120V HPWH with Elec Base | PGE | PGE | CZ04 | Pre1978 | CARE | Mixed-fuel | Mixed-fuel | 1690.21 | 2.088 | 2517.62 | 4133.5845 | 7271.6655 | 483.1398 | 493.3031 | N/A | 11044.2372 | 11696.0708 | 2.6718 | 2.8295 | 11275.9447 | 11939.9675 | 2.7279 | 2.8885 | N/A | N/A | N/A | N/A | 5.211 | 5.1036 | N/A | 11405.25 | 2.7592 | 0.15153 | 0.048779 | 9307.18 | 407.207 | 3130.3456 | 3.1065 | 112903.65 | 7616.97
HPWH_120V_Elec Base | 120V HPWH with Elec Base |  | 120V HPWH with Elec Base | CPAU | CPAU | CZ04 | Pre1978 | CARE | Mixed-fuel | Mixed-fuel | 1690.21 | 2.088 | 2517.62 | 4133.5845 | 7271.6655 | 0 | 0 | N/A | 0 | 0 | 0 | 0 | 0 | 0 | 0 | 0 | N/A | N/A | N/A | N/A | #DIV/0! | #DIV/0! | N/A | 11405.25 | 2.7592 | 0.15153 | 0.048779 | 9307.18 | 407.207 | 0 | 3.1065 | 112903.65 | 7616.97
HPWH_120V_Elec Base | 120V HPWH with Elec Base |  | 120V HPWH with Elec Base | PGE | PGE | CZ05 | Pre1978 | CARE | Mixed-fuel | Mixed-fuel | 1798.44 | 2.535 | 2517.62 | 4133.5845 | 8087.5155 | 516.543 | 540.5689 | N/A | 11811.4878 | 12517.4301 | 2.8574 | 3.0282 | 12359.2392 | 13093.9967 | 2.99 | 3.1677 | N/A | N/A | N/A | N/A | 4.874 | 4.6574 | N/A | 12221.1 | 2.9565 | 0.15763 | 0.064589 | 6586.85 | 314.16 | 2119.0053 | 2.4405 | 83849.4 | 4788.41
HPWH_120V_Elec Base | 120V HPWH with Elec Base |  | 120V HPWH with Elec Base | SCG | PGE | CZ05 | Pre1978 | CARE | Mixed-fuel | Mixed-fuel | 1798.44 | 2.535 | 2517.62 | 4133.5845 | 8087.5155 | 515.6964 | 539.7222 | N/A | 11785.975 | 12475.625 | 2.8513 | 3.0181 | 12333.7264 | 13052.1916 | 2.9838 | 3.1576 | N/A | N/A | N/A | N/A | 4.882 | 4.6647 | N/A | 12221.1 | 2.9565 | 0.15763 | 0.064589 | 6586.85 | 314.16 | 2070.3641 | 2.4405 | 83849.4 | 4788.41
HPWH_120V_Elec Base | 120V HPWH with Elec Base |  | 120V HPWH with Elec Base | SCG | SCE | CZ06 | Pre1978 | CARE | Mixed-fuel | Mixed-fuel | 1595.29 | 0.73 | 2517.62 | 4133.5845 | 6322.6155 | 453.1708 | 389.5418 | N/A | 10215.9238 | 10900.5489 | 2.4714 | 2.6371 | 8782.5947 | 9373.5977 | 2.1247 | 2.2677 | N/A | N/A | N/A | N/A | 5.5556 | 6.463 | N/A | 10456.2 | 2.5296 | 0.12882 | 0.10564 | 7055.6 | 109.051 | 1774.5912 | 1.2195 | 60206.4 | 5460.31
HPWH_120V_Elec Base | 120V HPWH with Elec Base |  | 120V HPWH with Elec Base | SDGE | SDGE | CZ07 | Pre1978 | CARE | Mixed-fuel | Mixed-fuel | 1571.15 | 0.7001 | 2517.62 | 4133.5845 | 6322.6155 | 594.9772 | 670.8064 | N/A | 14409.2691 | 14313.1936 | 3.4859 | 3.4627 | 16244.6693 | 16132.9219 | 3.9299 | 3.9029 | N/A | N/A | N/A | N/A | 4.2315 | 3.7531 | N/A | 10456.2 | 2.5296 | 0.12724 | 0.10934 | 7388.75 | 97.4705 | 2511.7423 | 1.1637 | 62221.05 | 5817.6
HPWH_120V_Elec Base | 120V HPWH with Elec Base |  | 120V HPWH with Elec Base | SCG | SCE | CZ08 | Pre1978 | CARE | Mixed-fuel | Mixed-fuel | 1527.54 | 0.906 | 2517.62 | 4133.5845 | 5889.7155 | 437.2695 | 475.6309 | N/A | 9859.7671 | 10525.762 | 2.3853 | 2.5464 | 10723.9091 | 11446.3481 | 2.5943 | 2.7691 | N/A | N/A | N/A | N/A | 5.7576 | 5.2932 | N/A | 10023.3 | 2.4248 | 0.12922 | 0.09173 | 9864.2 | 124.723 | 2656.7212 | 1.4087 | 78404.85 | 8336.66
HPWH_120V_Elec Base | 120V HPWH with Elec Base |  | 120V HPWH with Elec Base | SCG | SCE | CZ09 | Pre1978 | CARE | Mixed-fuel | Mixed-fuel | 1540.03 | 0.992 | 2517.62 | 4133.5845 | 5989.6155 | 441.7048 | 416.9501 | N/A | 9960.535 | 10635.0604 | 2.4097 | 2.5728 | 9402.9021 | 10041.004 | 2.2748 | 2.4291 | N/A | N/A | N/A | N/A | 5.6998 | 6.0382 | N/A | 10123.2 | 2.449 | 0.13049 | 0.08086 | 9730.7 | 157.936 | 2615.9312 | 1.6138 | 82550.7 | 8190.67
HPWH_120V_Elec Base | 120V HPWH with Elec Base |  | 120V HPWH with Elec Base | SCG | SCE | CZ10 | Pre1978 | CARE | Mixed-fuel | Mixed-fuel | 1512.84 | 0.997 | 2517.62 | 4133.5845 | 5839.7655 | 432.7318 | 440.9957 | N/A | 9758.3182 | 10419.4325 | 2.3607 | 2.5207 | 9944.4719 | 10617.7453 | 2.4058 | 2.5687 | N/A | N/A | N/A | N/A | 5.818 | 5.7089 | N/A | 9973.35 | 2.4128 | 0.1293 | 0.078734 | 11004.6 | 156.916 | 2966.5593 | 1.6422 | 89244 | 9491.76
HPWH_120V_Elec Base | 120V HPWH with Elec Base |  | 120V HPWH with Elec Base | SDGE | SDGE | CZ10 | Pre1978 | CARE | Mixed-fuel | Mixed-fuel | 1512.84 | 0.997 | 2517.62 | 4133.5845 | 5839.7655 | 571.0328 | 904.549 | N/A | 13833.8017 | 13756.1039 | 3.3467 | 3.3279 | 21906.3641 | 21759.7372 | 5.2996 | 5.2641 | N/A | N/A | N/A | N/A | 4.4089 | 2.7833 | N/A | 9973.35 | 2.4128 | 0.1293 | 0.078734 | 11004.6 | 156.916 | 4078.1562 | 1.6422 | 89244 | 9491.76
HPWH_120V_Elec Base | 120V HPWH with Elec Base |  | 120V HPWH with Elec Base | PGE | PGE | CZ11 | Pre1978 | CARE | Mixed-fuel | Mixed-fuel | 1540.3 | 1.814 | 2517.62 | 4133.5845 | 6289.3155 | 439.5556 | 529.1969 | N/A | 10047.6903 | 10640.1217 | 2.4307 | 2.5741 | 12091.3674 | 12791.3091 | 2.9252 | 3.0945 | N/A | N/A | N/A | N/A | 5.7276 | 4.7574 | N/A | 10422.9 | 2.5215 | 0.13829 | 0.041007 | 13013.7 | 425.589 | 4269.9573 | 3.3723 | 137612.25 | 11473.4
HPWH_120V_Elec Base | 120V HPWH with Elec Base |  | 120V HPWH with Elec Base | PGE | PGE | CZ12 | Pre1978 | CARE | Mixed-fuel | Mixed-fuel | 1648.81 | 1.899 | 2517.62 | 4133.5845 | 6971.9655 | 470.9979 | 457.5524 | N/A | 10765.0748 | 11396.5746 | 2.6043 | 2.7571 | 10458.5397 | 11073.9139 | 2.5301 | 2.679 | N/A | N/A | N/A | N/A | 5.3453 | 5.5024 | N/A | 11105.55 | 2.6867 | 0.14365 | 0.044934 | 9960.86 | 415.25 | 3317.4867 | 3.1969 | 118248.3 | 8312.05
HPWH_120V_Elec Base | 120V HPWH with Elec Base |  | 120V HPWH with Elec Base | PGE | SMUD | CZ12 | Pre1978 | CARE | Mixed-fuel | Mixed-fuel | 1648.81 | 1.899 | 2517.62 | 4133.5845 | 6971.9655 | 3.6918 | 3.6918 | N/A | 111.2474 | 182.2889 | 0.026913 | 0.044099 | 111.2474 | 182.2889 | 0.026913 | 0.044099 | N/A | N/A | N/A | N/A | 681.9415 | 681.9415 | N/A | 11105.55 | 2.6867 | 0.14365 | 0.044934 | 9960.86 | 415.25 | 688.9196 | 3.1969 | 118248.3 | 8312.05
HPWH_120V_Elec Base | 120V HPWH with Elec Base |  | 120V HPWH with Elec Base | PGE | PGE | CZ13 | Pre1978 | CARE | Mixed-fuel | Mixed-fuel | 1511.9 | 1.624 | 2517.62 | 4133.5845 | 5939.6655 | 431.0429 | 577.6438 | N/A | 9850.1193 | 10423.7471 | 2.3829 | 2.5217 | 13192.3845 | 13941.8365 | 3.1915 | 3.3728 | N/A | N/A | N/A | N/A | 5.8408 | 4.3584 | N/A | 10073.25 | 2.4369 | 0.13302 | 0.04883 | 14282.9 | 308.663 | 4437.1671 | 2.7241 | 131634.9 | 12771
HPWH_120V_Elec Base | 120V HPWH with Elec Base |  | 120V HPWH with Elec Base | SCG | SCE | CZ14 | Pre1978 | CARE | Mixed-fuel | Mixed-fuel | 1574.4 | 1.706 | 2517.62 | 4133.5845 | 6372.5655 | 453.7927 | 560.9089 | N/A | 10244.6653 | 10964.6207 | 2.4784 | 2.6526 | 12657.6021 | 13535.1655 | 3.0621 | 3.2744 | N/A | N/A | N/A | N/A | 5.548 | 4.4885 | N/A | 10506.15 | 2.5417 | 0.14343 | 0.043808 | 12322.5 | 419.833 | 3771.6593 | 3.274 | 130819.05 | 10748.1
HPWH_120V_Elec Base | 120V HPWH with Elec Base |  | 120V HPWH with Elec Base | SDGE | SDGE | CZ14 | Pre1978 | CARE | Mixed-fuel | Mixed-fuel | 1574.4 | 1.706 | 2517.62 | 4133.5845 | 6372.5655 | 577.8571 | 923.8587 | N/A | 14008.1228 | 13959.0061 | 3.3889 | 3.377 | 22382.8867 | 22262.2604 | 5.4149 | 5.3857 | N/A | N/A | N/A | N/A | 4.3568 | 2.7251 | N/A | 10506.15 | 2.5417 | 0.14343 | 0.043808 | 12322.5 | 419.833 | 4992.194 | 3.274 | 130819.05 | 10748.1
HPWH_120V_Elec Base | 120V HPWH with Elec Base |  | 120V HPWH with Elec Base | SCG | SCE | CZ15 | Pre1978 | CARE | Mixed-fuel | Mixed-fuel | 1182.1 | 0.4489 | 2517.62 | 4133.5845 | 3758.5155 | 339.183 | 658.8734 | N/A | 7645.4271 | 8155.8697 | 1.8496 | 1.9731 | 14846.8874 | 15827.7145 | 3.5918 | 3.8291 | N/A | N/A | N/A | N/A | 7.4226 | 3.8211 | N/A | 7892.1 | 1.9093 | 0.10623 | 0.067858 | 21225.3 | 83.4367 | 5642.4808 | 1.5655 | 140908.95 | 20043.2
HPWH_120V_Elec Base | 120V HPWH with Elec Base |  | 120V HPWH with Elec Base | PGE | PGE | CZ16 | Pre1978 | CARE | Mixed-fuel | Mixed-fuel | 1930.6 | 2.188 | 2517.62 | 4133.5845 | 8620.3155 | 550.1965 | 551.3833 | N/A | 12574.8655 | 13311.6567 | 3.0421 | 3.2204 | 12601.9216 | 13340.1361 | 3.0487 | 3.2273 | N/A | N/A | N/A | N/A | 4.5759 | 4.566 | N/A | 12753.9 | 3.0854 | 0.16376 | 0.025991 | 8393.95 | 949.56 | 3780.4713 | 6.3007 | 174208.95 | 6463.35
HPWH_120V_Elec Base | 120V HPWH with Elec Base |  | 120V HPWH with Elec Base | PGE | PGE | CZ01 | 1978-1991 | CARE | Mixed-fuel | Mixed-fuel | 2010.01 | 3.845 | 2517.62 | 4133.5845 | 9968.9655 | 579.6607 | 609.1626 | N/A | 13269.1393 | 14096.7069 | 3.2101 | 3.4103 | 13941.7354 | 14804.6858 | 3.3728 | 3.5816 | N/A | N/A | N/A | N/A | 4.3433 | 4.1329 | N/A | 14102.55 | 3.4117 | 0.18498 | 0.042054 | 7038.15 | 642.198 | 2845.7829 | 4.3987 | 127156.05 | 5028.14
HPWH_120V_Elec Base | 120V HPWH with Elec Base |  | 120V HPWH with Elec Base | PGE | PGE | CZ02 | 1978-1991 | CARE | Mixed-fuel | Mixed-fuel | 1785.03 | 1.713 | 2517.62 | 4133.5845 | 8137.4655 | 510.6044 | 484.4723 | N/A | 11664.4281 | 12334.547 | 2.8219 | 2.984 | 11068.6602 | 11707.438 | 2.6777 | 2.8323 | N/A | N/A | N/A | N/A | 4.9307 | 5.1966 | N/A | 12271.05 | 2.9686 | 0.15354 | 0.059727 | 6870.56 | 332.594 | 2188.7132 | 2.5707 | 88261.65 | 5085.53
HPWH_120V_Elec Base | 120V HPWH with Elec Base |  | 120V HPWH with Elec Base | PGE | PGE | CZ03 | 1978-1991 | CARE | Mixed-fuel | Mixed-fuel | 1777.89 | 1.86 | 2517.62 | 4133.5845 | 8037.5655 | 508.9483 | 524.9206 | N/A | 11628.3875 | 12300.739 | 2.8131 | 2.9758 | 11992.5302 | 12684.0379 | 2.9012 | 3.0685 | N/A | N/A | N/A | N/A | 4.9467 | 4.7962 | N/A | 12171.15 | 2.9445 | 0.15082 | 0.072816 | 6448.24 | 253.446 | 1972.1111 | 2.0712 | 75774.15 | 4670.35
HPWH_120V_Elec Base | 120V HPWH with Elec Base |  | 120V HPWH with Elec Base | PGE | PGE | CZ04 | 1978-1991 | CARE | Mixed-fuel | Mixed-fuel | 1693.55 | 1.578 | 2517.62 | 4133.5845 | 7205.0655 | 483.1315 | 467.6577 | N/A | 11036.0855 | 11668.322 | 2.6699 | 2.8228 | 10683.308 | 11296.9861 | 2.5845 | 2.733 | N/A | N/A | N/A | N/A | 5.211 | 5.3835 | N/A | 11338.65 | 2.7431 | 0.14857 | 0.059903 | 8341.43 | 308.038 | 2636.6949 | 2.4802 | 94572 | 6647.88
HPWH_120V_Elec Base | 120V HPWH with Elec Base |  | 120V HPWH with Elec Base | CPAU | CPAU | CZ04 | 1978-1991 | CARE | Mixed-fuel | Mixed-fuel | 1693.55 | 1.578 | 2517.62 | 4133.5845 | 7205.0655 | 0 | 0 | N/A | 0 | 0 | 0 | 0 | 0 | 0 | 0 | 0 | N/A | N/A | N/A | N/A | #DIV/0! | #DIV/0! | N/A | 11338.65 | 2.7431 | 0.14857 | 0.059903 | 8341.43 | 308.038 | 0 | 2.4802 | 94572 | 6647.88
HPWH_120V_Elec Base | 120V HPWH with Elec Base |  | 120V HPWH with Elec Base | PGE | PGE | CZ05 | 1978-1991 | CARE | Mixed-fuel | Mixed-fuel | 1797.79 | 1.891 | 2517.62 | 4133.5845 | 8004.2655 | 514.9005 | 531.3595 | N/A | 11763.2773 | 12440.7732 | 2.8458 | 3.0097 | 12138.5171 | 12835.7531 | 2.9366 | 3.1052 | N/A | N/A | N/A | N/A | 4.8895 | 4.7381 | N/A | 12137.85 | 2.9364 | 0.15376 | 0.078631 | 6465.53 | 233.75 | 1935.6536 | 1.9555 | 72943.65 | 4667.74
HPWH_120V_Elec Base | 120V HPWH with Elec Base |  | 120V HPWH with Elec Base | SCG | PGE | CZ05 | 1978-1991 | CARE | Mixed-fuel | Mixed-fuel | 1797.79 | 1.891 | 2517.62 | 4133.5845 | 8004.2655 | 514.22 | 530.679 | N/A | 11742.7717 | 12407.1731 | 2.8408 | 3.0016 | 12118.0116 | 12802.1529 | 2.9316 | 3.0971 | N/A | N/A | N/A | N/A | 4.896 | 4.7441 | N/A | 12137.85 | 2.9364 | 0.15376 | 0.078631 | 6465.53 | 233.75 | 1917.0161 | 1.9555 | 72943.65 | 4667.74
HPWH_120V_Elec Base | 120V HPWH with Elec Base |  | 120V HPWH with Elec Base | SCG | SCE | CZ06 | 1978-1991 | CARE | Mixed-fuel | Mixed-fuel | 1598.28 | 0.4786 | 2517.62 | 4133.5845 | 6339.2655 | 453.7541 | 374.9224 | N/A | 10226.4691 | 10905.89 | 2.474 | 2.6384 | 8450.6787 | 9014.1086 | 2.0444 | 2.1807 | N/A | N/A | N/A | N/A | 5.5484 | 6.715 | N/A | 10472.85 | 2.5336 | 0.12738 | 0.1231 | 6582.27 | 81.1418 | 1586.9463 | 1.0348 | 53929.35 | 4983.99
HPWH_120V_Elec Base | 120V HPWH with Elec Base |  | 120V HPWH with Elec Base | SDGE | SDGE | CZ07 | 1978-1991 | CARE | Mixed-fuel | Mixed-fuel | 1574.34 | 0.4703 | 2517.62 | 4133.5845 | 6289.3155 | 594.1624 | 632.3909 | N/A | 14386.6287 | 14281.1512 | 3.4804 | 3.4549 | 15311.9283 | 15198.5499 | 3.7043 | 3.6768 | N/A | N/A | N/A | N/A | 4.2373 | 3.9811 | N/A | 10422.9 | 2.5215 | 0.12587 | 0.12553 | 6870.32 | 73.68 | 2239.8123 | 1.0027 | 55894.05 | 5295.98
HPWH_120V_Elec Base | 120V HPWH with Elec Base |  | 120V HPWH with Elec Base | SCG | SCE | CZ08 | 1978-1991 | CARE | Mixed-fuel | Mixed-fuel | 1531.03 | 0.6681 | 2517.62 | 4133.5845 | 5906.3655 | 437.9352 | 439.1061 | N/A | 9872.2496 | 10533.3548 | 2.3883 | 2.5482 | 9898.6271 | 10561.4552 | 2.3947 | 2.555 | N/A | N/A | N/A | N/A | 5.7488 | 5.7335 | N/A | 10039.95 | 2.4289 | 0.12791 | 0.1073 | 8907.32 | 93.2702 | 2325.6201 | 1.1921 | 69014.25 | 7376.29
HPWH_120V_Elec Base | 120V HPWH with Elec Base |  | 120V HPWH with Elec Base | SCG | SCE | CZ09 | 1978-1991 | CARE | Mixed-fuel | Mixed-fuel | 1543.27 | 0.7 | 2517.62 | 4133.5845 | 5939.6655 | 441.6792 | 382.1866 | N/A | 9956.8775 | 10624.165 | 2.4088 | 2.5702 | 8616.7262 | 9196.4778 | 2.0846 | 2.2248 | N/A | N/A | N/A | N/A | 5.7001 | 6.5874 | N/A | 10073.25 | 2.4369 | 0.12883 | 0.095301 | 8783.76 | 119.219 | 2274.8529 | 1.3518 | 72127.8 | 7240.49
HPWH_120V_Elec Base | 120V HPWH with Elec Base |  | 120V HPWH with Elec Base | SCG | SCE | CZ10 | 1978-1991 | CARE | Mixed-fuel | Mixed-fuel | 1516.3 | 0.728 | 2517.62 | 4133.5845 | 5823.1155 | 433.0406 | 392.7524 | N/A | 9762.4647 | 10417.4699 | 2.3617 | 2.5202 | 8854.9174 | 9450.6435 | 2.1422 | 2.2863 | N/A | N/A | N/A | N/A | 5.8138 | 6.4102 | N/A | 9956.7 | 2.4087 | 0.12761 | 0.093342 | 9770.39 | 117.077 | 2540.8545 | 1.3671 | 77189.4 | 8254.09
HPWH_120V_Elec Base | 120V HPWH with Elec Base |  | 120V HPWH with Elec Base | SDGE | SDGE | CZ10 | 1978-1991 | CARE | Mixed-fuel | Mixed-fuel | 1516.3 | 0.728 | 2517.62 | 4133.5845 | 5823.1155 | 571.5059 | 806.5918 | N/A | 13841.7648 | 13752.5275 | 3.3486 | 3.327 | 19531.8793 | 19394.0559 | 4.7252 | 4.6918 | N/A | N/A | N/A | N/A | 4.4052 | 3.1213 | N/A | 9956.7 | 2.4087 | 0.12761 | 0.093342 | 9770.39 | 117.077 | 3494.0458 | 1.3671 | 77189.4 | 8254.09
HPWH_120V_Elec Base | 120V HPWH with Elec Base |  | 120V HPWH with Elec Base | PGE | PGE | CZ11 | 1978-1991 | CARE | Mixed-fuel | Mixed-fuel | 1542.89 | 1.401 | 2517.62 | 4133.5845 | 6272.6655 | 439.3151 | 473.0775 | N/A | 10035.011 | 10609.4529 | 2.4277 | 2.5666 | 10804.7392 | 11419.6736 | 2.6139 | 2.7627 | N/A | N/A | N/A | N/A | 5.7308 | 5.3218 | N/A | 10406.25 | 2.5175 | 0.13601 | 0.050865 | 11389.6 | 318.734 | 3553.5898 | 2.6739 | 114385.5 | 9846.71
HPWH_120V_Elec Base | 120V HPWH with Elec Base |  | 120V HPWH with Elec Base | PGE | PGE | CZ12 | 1978-1991 | CARE | Mixed-fuel | Mixed-fuel | 1650.92 | 1.472 | 2517.62 | 4133.5845 | 6938.6655 | 470.7164 | 427.6702 | N/A | 10752.0556 | 11366.9757 | 2.6011 | 2.7499 | 9770.6709 | 10333.9639 | 2.3637 | 2.5 | N/A | N/A | N/A | N/A | 5.3485 | 5.8868 | N/A | 11072.25 | 2.6786 | 0.14134 | 0.05497 | 8921.04 | 317.283 | 2803.562 | 2.5712 | 99517.05 | 7270.12
HPWH_120V_Elec Base | 120V HPWH with Elec Base |  | 120V HPWH with Elec Base | PGE | SMUD | CZ12 | 1978-1991 | CARE | Mixed-fuel | Mixed-fuel | 1650.92 | 1.472 | 2517.62 | 4133.5845 | 6938.6655 | 2.7917 | 2.7917 | N/A | 84.1223 | 137.8419 | 0.020351 | 0.033347 | 84.1223 | 137.8419 | 0.020351 | 0.033347 | N/A | N/A | N/A | N/A | 901.8328 | 901.8328 | N/A | 11072.25 | 2.6786 | 0.14134 | 0.05497 | 8921.04 | 317.283 | 500.5009 | 2.5712 | 99517.05 | 7270.12
HPWH_120V_Elec Base | 120V HPWH with Elec Base |  | 120V HPWH with Elec Base | PGE | PGE | CZ13 | 1978-1991 | CARE | Mixed-fuel | Mixed-fuel | 1515 | 1.166 | 2517.62 | 4133.5845 | 5906.3655 | 431.1362 | 511.3849 | N/A | 9845.8197 | 10403.7488 | 2.3819 | 2.5169 | 11675.3614 | 12329.5359 | 2.8245 | 2.9828 | N/A | N/A | N/A | N/A | 5.8395 | 4.9231 | N/A | 10039.95 | 2.4289 | 0.13048 | 0.058886 | 12437.4 | 235.129 | 3722.8377 | 2.2158 | 111055.5 | 10922.4
HPWH_120V_Elec Base | 120V HPWH with Elec Base |  | 120V HPWH with Elec Base | SCG | SCE | CZ14 | 1978-1991 | CARE | Mixed-fuel | Mixed-fuel | 1576.79 | 1.208 | 2517.62 | 4133.5845 | 6289.3155 | 453.5678 | 493.2572 | N/A | 10232.5586 | 10935.7373 | 2.4755 | 2.6456 | 11126.6175 | 11888.1944 | 2.6918 | 2.876 | N/A | N/A | N/A | N/A | 5.5507 | 5.1041 | N/A | 10422.9 | 2.5215 | 0.14037 | 0.054481 | 10836.1 | 310.876 | 3142.445 | 2.5765 | 108374.85 | 9259.31
HPWH_120V_Elec Base | 120V HPWH with Elec Base |  | 120V HPWH with Elec Base | SDGE | SDGE | CZ14 | 1978-1991 | CARE | Mixed-fuel | Mixed-fuel | 1576.79 | 1.208 | 2517.62 | 4133.5845 | 6289.3155 | 568.7559 | 802.5349 | N/A | 13781.5761 | 13713.8118 | 3.334 | 3.3177 | 19440.0583 | 19323.978 | 4.703 | 4.6749 | N/A | N/A | N/A | N/A | 4.4265 | 3.1371 | N/A | 10422.9 | 2.5215 | 0.14037 | 0.054481 | 10836.1 | 310.876 | 4168.2909 | 2.5765 | 108374.85 | 9259.31
HPWH_120V_Elec Base | 120V HPWH with Elec Base |  | 120V HPWH with Elec Base | SCG | SCE | CZ15 | 1978-1991 | CARE | Mixed-fuel | Mixed-fuel | 1186.2 | 0.3009 | 2517.62 | 4133.5845 | 3725.2155 | 339.9886 | 518.8484 | N/A | 7661.9917 | 8169.9222 | 1.8536 | 1.9765 | 11691.0534 | 12462.1539 | 2.8283 | 3.0149 | N/A | N/A | N/A | N/A | 7.405 | 4.8523 | N/A | 7858.8 | 1.9012 | 0.10525 | 0.077949 | 17965.4 | 64.4143 | 4660.0264 | 1.3502 | 119530.35 | 16779.2
HPWH_120V_Elec Base | 120V HPWH with Elec Base |  | 120V HPWH with Elec Base | PGE | PGE | CZ16 | 1978-1991 | CARE | Mixed-fuel | Mixed-fuel | 1930.78 | 1.655 | 2517.62 | 4133.5845 | 8537.0655 | 549.2621 | 531.808 | N/A | 12545.9692 | 13262.9598 | 3.0351 | 3.2086 | 12148.0441 | 12844.1012 | 2.9389 | 3.1073 | N/A | N/A | N/A | N/A | 4.5836 | 4.7341 | N/A | 12670.65 | 3.0653 | 0.16051 | 0.031253 | 7869.28 | 757.403 | 3241.9465 | 5.1358 | 146936.25 | 5938.5
HPWH_120V_Elec Base | 120V HPWH with Elec Base |  | 120V HPWH with Elec Base | PGE | PGE | CZ01 | 1992-2010 | CARE | Mixed-fuel | Mixed-fuel | 2009.37 | 2.756 | 2517.62 | 4133.5845 | 9819.1155 | 577.4069 | 589.8512 | N/A | 13202.527 | 13989.9282 | 3.194 | 3.3845 | 13486.2365 | 14288.5625 | 3.2626 | 3.4567 | N/A | N/A | N/A | N/A | 4.3602 | 4.2682 | N/A | 13952.7 | 3.3754 | 0.17854 | 0.064896 | 6792.33 | 365.701 | 2246.4771 | 2.7512 | 91475.1 | 4782.96
HPWH_120V_Elec Base | 120V HPWH with Elec Base |  | 120V HPWH with Elec Base | PGE | PGE | CZ02 | 1992-2010 | CARE | Mixed-fuel | Mixed-fuel | 1787.43 | 1.491 | 2517.62 | 4133.5845 | 8120.8155 | 510.8123 | 477.9121 | N/A | 11664.7976 | 12324.415 | 2.822 | 2.9815 | 10914.7277 | 11534.8868 | 2.6405 | 2.7905 | N/A | N/A | N/A | N/A | 4.9287 | 5.268 | N/A | 12254.4 | 2.9646 | 0.15231 | 0.068611 | 6534.96 | 277.753 | 1978.9712 | 2.2199 | 79187.4 | 4747.53
HPWH_120V_Elec Base | 120V HPWH with Elec Base |  | 120V HPWH with Elec Base | PGE | PGE | CZ03 | 1992-2010 | CARE | Mixed-fuel | Mixed-fuel | 1778.09 | 1.673 | 2517.62 | 4133.5845 | 7987.6155 | 508.4643 | 520.2915 | N/A | 11613.2201 | 12274.8209 | 2.8095 | 2.9695 | 11882.8605 | 12558.6461 | 2.8747 | 3.0382 | N/A | N/A | N/A | N/A | 4.9514 | 4.8389 | N/A | 12121.2 | 2.9324 | 0.14973 | 0.081422 | 6367.74 | 215.873 | 1878.9917 | 1.8389 | 70312.95 | 4589.65
HPWH_120V_Elec Base | 120V HPWH with Elec Base |  | 120V HPWH with Elec Base | PGE | PGE | CZ04 | 1992-2010 | CARE | Mixed-fuel | Mixed-fuel | 1696.2 | 1.368 | 2517.62 | 4133.5845 | 7238.3655 | 483.3067 | 445.6512 | N/A | 11035.9221 | 11658.1411 | 2.6698 | 2.8203 | 10177.4376 | 10754.4949 | 2.4621 | 2.6017 | N/A | N/A | N/A | N/A | 5.2092 | 5.6493 | N/A | 11371.95 | 2.7511 | 0.14747 | 0.069847 | 7020.68 | 255.645 | 2110.7551 | 2.1113 | 79903.35 | 5324.48
HPWH_120V_Elec Base | 120V HPWH with Elec Base |  | 120V HPWH with Elec Base | CPAU | CPAU | CZ04 | 1992-2010 | CARE | Mixed-fuel | Mixed-fuel | 1696.2 | 1.368 | 2517.62 | 4133.5845 | 7238.3655 | 0 | 0 | N/A | 0 | 0 | 0 | 0 | 0 | 0 | 0 | 0 | N/A | N/A | N/A | N/A | #DIV/0! | #DIV/0! | N/A | 11371.95 | 2.7511 | 0.14747 | 0.069847 | 7020.68 | 255.645 | 0 | 2.1113 | 79903.35 | 5324.48
HPWH_120V_Elec Base | 120V HPWH with Elec Base |  | 120V HPWH with Elec Base | PGE | PGE | CZ05 | 1992-2010 | CARE | Mixed-fuel | Mixed-fuel | 1797.93 | 1.718 | 2517.62 | 4133.5845 | 7987.6155 | 514.4569 | 526.1001 | N/A | 11749.5375 | 12417.5794 | 2.8425 | 3.0041 | 12014.9832 | 12696.9892 | 2.9067 | 3.0717 | N/A | N/A | N/A | N/A | 4.8937 | 4.7854 | N/A | 12121.2 | 2.9324 | 0.15271 | 0.086463 | 6386.91 | 203.373 | 1861.4528 | 1.7662 | 68498.1 | 4588.98
HPWH_120V_Elec Base | 120V HPWH with Elec Base |  | 120V HPWH with Elec Base | SCG | PGE | CZ05 | 1992-2010 | CARE | Mixed-fuel | Mixed-fuel | 1797.93 | 1.718 | 2517.62 | 4133.5845 | 7987.6155 | 514.0196 | 525.6628 | N/A | 11736.361 | 12395.9886 | 2.8393 | 2.9988 | 12001.8067 | 12675.3984 | 2.9035 | 3.0664 | N/A | N/A | N/A | N/A | 4.8979 | 4.7894 | N/A | 12121.2 | 2.9324 | 0.15271 | 0.086463 | 6386.91 | 203.373 | 1851.0479 | 1.7662 | 68498.1 | 4588.98
HPWH_120V_Elec Base | 120V HPWH with Elec Base |  | 120V HPWH with Elec Base | SCG | SCE | CZ06 | 1992-2010 | CARE | Mixed-fuel | Mixed-fuel | 1602.12 | 0.4494 | 2517.62 | 4133.5845 | 6305.9655 | 453.8451 | 360.3667 | N/A | 10228.199 | 10907.0058 | 2.4744 | 2.6386 | 8122.47 | 8663.7349 | 1.965 | 2.0959 | N/A | N/A | N/A | N/A | 5.5473 | 6.9863 | N/A | 10439.55 | 2.5255 | 0.1273 | 0.13135 | 6105.24 | 73.3606 | 1427.9422 | 0.96911 | 50099.85 | 4503.12
HPWH_120V_Elec Base | 120V HPWH with Elec Base |  | 120V HPWH with Elec Base | SDGE | SDGE | CZ07 | 1992-2010 | CARE | Mixed-fuel | Mixed-fuel | 1578.45 | 0.428 | 2517.62 | 4133.5845 | 6305.9655 | 595.3682 | 586.4491 | N/A | 14415.3239 | 14307.9895 | 3.4874 | 3.4614 | 14199.443 | 14093.9519 | 3.4351 | 3.4096 | N/A | N/A | N/A | N/A | 4.2287 | 4.293 | N/A | 10439.55 | 2.5255 | 0.12578 | 0.13371 | 6210.04 | 67.6832 | 1940.3782 | 0.94071 | 50965.65 | 4631.59
HPWH_120V_Elec Base | 120V HPWH with Elec Base |  | 120V HPWH with Elec Base | SCG | SCE | CZ08 | 1992-2010 | CARE | Mixed-fuel | Mixed-fuel | 1534.47 | 0.5966 | 2517.62 | 4133.5845 | 5873.0655 | 438.6884 | 380.9511 | N/A | 9888.4345 | 10548.8193 | 2.3922 | 2.552 | 8587.8225 | 9163.2541 | 2.0776 | 2.2168 | N/A | N/A | N/A | N/A | 5.739 | 6.6088 | N/A | 10006.65 | 2.4208 | 0.12746 | 0.11872 | 7273.37 | 82.2275 | 1814.1316 | 1.0736 | 58358.25 | 5738.9
HPWH_120V_Elec Base | 120V HPWH with Elec Base |  | 120V HPWH with Elec Base | SCG | SCE | CZ09 | 1992-2010 | CARE | Mixed-fuel | Mixed-fuel | 1547.01 | 0.623 | 2517.62 | 4133.5845 | 5956.3155 | 440.0572 | 327.977 | N/A | 9919.5173 | 10582.4974 | 2.3997 | 2.5601 | 7394.7594 | 7892.8275 | 1.7889 | 1.9094 | N/A | N/A | N/A | N/A | 5.7211 | 7.6762 | N/A | 10089.9 | 2.441 | 0.12843 | 0.10731 | 7213.67 | 102.436 | 1769.8154 | 1.1968 | 60889.05 | 5666.66
HPWH_120V_Elec Base | 120V HPWH with Elec Base |  | 120V HPWH with Elec Base | SCG | SCE | CZ10 | 1992-2010 | CARE | Mixed-fuel | Mixed-fuel | 1520.09 | 0.64 | 2517.62 | 4133.5845 | 5873.0655 | 430.8101 | 317.5456 | N/A | 9711.2815 | 10360.8134 | 2.3494 | 2.5065 | 7159.845 | 7642.7223 | 1.7321 | 1.8489 | N/A | N/A | N/A | N/A | 5.8439 | 7.9284 | N/A | 10006.65 | 2.4208 | 0.12708 | 0.10558 | 7737.28 | 100.653 | 1902.0054 | 1.2036 | 63586.35 | 6217.19
HPWH_120V_Elec Base | 120V HPWH with Elec Base |  | 120V HPWH with Elec Base | SDGE | SDGE | CZ10 | 1992-2010 | CARE | Mixed-fuel | Mixed-fuel | 1520.09 | 0.64 | 2517.62 | 4133.5845 | 5873.0655 | 568.9941 | 652.272 | N/A | 13779.8932 | 13687.6516 | 3.3336 | 3.3113 | 15795.5864 | 15686.1333 | 3.8213 | 3.7948 | N/A | N/A | N/A | N/A | 4.4247 | 3.8598 | N/A | 10006.65 | 2.4208 | 0.12708 | 0.10558 | 7737.28 | 100.653 | 2625.5021 | 1.2036 | 63586.35 | 6217.19
HPWH_120V_Elec Base | 120V HPWH with Elec Base |  | 120V HPWH with Elec Base | PGE | PGE | CZ11 | 1992-2010 | CARE | Mixed-fuel | Mixed-fuel | 1546.31 | 1.172 | 2517.62 | 4133.5845 | 6256.0155 | 439.9184 | 391.4455 | N/A | 10045.5642 | 10612.8573 | 2.4302 | 2.5675 | 8940.4597 | 9449.6174 | 2.1629 | 2.2861 | N/A | N/A | N/A | N/A | 5.7229 | 6.4316 | N/A | 10389.6 | 2.5135 | 0.13481 | 0.061689 | 8745.81 | 254.352 | 2599.3699 | 2.1853 | 90609.3 | 7199.5
HPWH_120V_Elec Base | 120V HPWH with Elec Base |  | 120V HPWH with Elec Base | PGE | PGE | CZ12 | 1992-2010 | CARE | Mixed-fuel | Mixed-fuel | 1653.84 | 1.276 | 2517.62 | 4133.5845 | 6922.0155 | 471.1938 | 396.367 | N/A | 10759.9926 | 11368.2374 | 2.6031 | 2.7502 | 9054.0625 | 9572.5647 | 2.1904 | 2.3158 | N/A | N/A | N/A | N/A | 5.3431 | 6.3517 | N/A | 11055.6 | 2.6746 | 0.14023 | 0.065134 | 7335.65 | 258.809 | 2181.5271 | 2.153 | 82450.8 | 5681.81
HPWH_120V_Elec Base | 120V HPWH with Elec Base |  | 120V HPWH with Elec Base | PGE | SMUD | CZ12 | 1992-2010 | CARE | Mixed-fuel | Mixed-fuel | 1653.84 | 1.276 | 2517.62 | 4133.5845 | 6922.0155 | 2.39 | 2.39 | N/A | 72.0183 | 118.0084 | 0.017423 | 0.028549 | 72.0183 | 118.0084 | 0.017423 | 0.028549 | N/A | N/A | N/A | N/A | 1053.4031 | 1053.4031 | N/A | 11055.6 | 2.6746 | 0.14023 | 0.065134 | 7335.65 | 258.809 | 386.5385 | 2.153 | 82450.8 | 5681.81
HPWH_120V_Elec Base | 120V HPWH with Elec Base |  | 120V HPWH with Elec Base | PGE | PGE | CZ13 | 1992-2010 | CARE | Mixed-fuel | Mixed-fuel | 1518.31 | 1.015 | 2517.62 | 4133.5845 | 5906.3655 | 431.5619 | 404.9623 | N/A | 9851.5451 | 10400.1948 | 2.3833 | 2.516 | 9245.1178 | 9761.8655 | 2.2366 | 2.3616 | N/A | N/A | N/A | N/A | 5.8337 | 6.2169 | N/A | 10039.95 | 2.4289 | 0.12964 | 0.070669 | 9272.68 | 191.308 | 2650.5853 | 1.8345 | 86496.75 | 7754.37
HPWH_120V_Elec Base | 120V HPWH with Elec Base |  | 120V HPWH with Elec Base | SCG | SCE | CZ14 | 1992-2010 | CARE | Mixed-fuel | Mixed-fuel | 1579.48 | 1.122 | 2517.62 | 4133.5845 | 6305.9655 | 454.0141 | 391.8186 | N/A | 10240.9442 | 10940.8812 | 2.4775 | 2.6468 | 8839.9057 | 9448.3298 | 2.1386 | 2.2857 | N/A | N/A | N/A | N/A | 5.5452 | 6.4255 | N/A | 10439.55 | 2.5255 | 0.13991 | 0.064772 | 8452.76 | 254.836 | 2334.0178 | 2.1601 | 87562.35 | 6873.28
HPWH_120V_Elec Base | 120V HPWH with Elec Base |  | 120V HPWH with Elec Base | SDGE | SDGE | CZ14 | 1992-2010 | CARE | Mixed-fuel | Mixed-fuel | 1579.48 | 1.122 | 2517.62 | 4133.5845 | 6305.9655 | 544.748 | 618.8415 | N/A | 13199.1269 | 13131.8918 | 3.1931 | 3.1769 | 14992.5165 | 14909.9682 | 3.627 | 3.607 | N/A | N/A | N/A | N/A | 4.6216 | 4.0683 | N/A | 10439.55 | 2.5255 | 0.13991 | 0.064772 | 8452.76 | 254.836 | 3089.0968 | 2.1601 | 87562.35 | 6873.28
HPWH_120V_Elec Base | 120V HPWH with Elec Base |  | 120V HPWH with Elec Base | SCG | SCE | CZ15 | 1992-2010 | CARE | Mixed-fuel | Mixed-fuel | 1191 | 0.2456 | 2517.62 | 4133.5845 | 3775.1655 | 337.1602 | 278.0365 | N/A | 7597.6776 | 8100.0423 | 1.838 | 1.9596 | 6265.8371 | 6681.2087 | 1.5158 | 1.6163 | N/A | N/A | N/A | N/A | 7.4671 | 9.055 | N/A | 7908.75 | 1.9133 | 0.10521 | 0.093794 | 12302.5 | 56.7823 | 3002.8084 | 1.1217 | 85780.8 | 11111.5
HPWH_120V_Elec Base | 120V HPWH with Elec Base |  | 120V HPWH with Elec Base | PGE | PGE | CZ16 | 1992-2010 | CARE | Mixed-fuel | Mixed-fuel | 1931.54 | 1.397 | 2517.62 | 4133.5845 | 8503.7655 | 548.8768 | 508.788 | N/A | 12532.3225 | 13236.8913 | 3.0318 | 3.2023 | 11618.3638 | 12274.8526 | 2.8107 | 2.9695 | N/A | N/A | N/A | N/A | 4.5869 | 4.9483 | N/A | 12637.35 | 3.0572 | 0.15904 | 0.047358 | 7312.87 | 462.505 | 2505.3826 | 3.3582 | 106526.7 | 5381.33
HPWH_TankOutside_Elec Base | HPWH in Exterior Closet with Elec Base |  | HPWH in Exterior Closet with Elec Base | PGE | PGE | CZ01 | Pre1978 | Std | Mixed-fuel | Mixed-fuel | 1300.91 | 0 | 3829.2347 | 6287.0748 | 1654.9752 | 575.145 | 701.293 | N/A | 13112.3817 | 13802.1755 | 2.0856 | 2.1953 | 15988.3538 | 16829.4418 | 2.5431 | 2.6768 | N/A | N/A | N/A | N/A | 6.6579 | 5.4602 | N/A | 7942.05 | 1.2632 | 0.07646 | 0.014117 | 7200.79 | 812.541 | 4624.3145 | 5.4161 | 149317.2 | 5899.88
HPWH_TankOutside_Elec Base | HPWH in Exterior Closet with Elec Base |  | HPWH in Exterior Closet with Elec Base | PGE | PGE | CZ02 | Pre1978 | Std | Mixed-fuel | Mixed-fuel | 1122.59 | -0.612 | 3829.2347 | 6287.0748 | 389.5752 | 496.9189 | 534.0762 | N/A | 11317.8581 | 11886.54 | 1.8002 | 1.8906 | 12164.9853 | 12778.2315 | 1.9349 | 2.0325 | N/A | N/A | N/A | N/A | 7.706 | 7.1698 | N/A | 6676.65 | 1.062 | 0.05609 | 0.017617 | 7317.95 | 431.98 | 3741.7283 | 3.1838 | 103346.55 | 6195.36
HPWH_TankOutside_Elec Base | HPWH in Exterior Closet with Elec Base |  | HPWH in Exterior Closet with Elec Base | PGE | PGE | CZ03 | Pre1978 | Std | Mixed-fuel | Mixed-fuel | 1332.35 | 0 | 3829.2347 | 6287.0748 | 2037.9252 | 584.008 | 656.4347 | N/A | 13314.446 | 14014.8696 | 2.1177 | 2.2292 | 14965.6583 | 15752.9461 | 2.3804 | 2.5056 | N/A | N/A | N/A | N/A | 6.5568 | 5.8334 | N/A | 8325 | 1.3241 | 0.08735 | 0.033973 | 6574.2 | 336.215 | 3241.2053 | 2.5712 | 87112.8 | 5241.85
HPWH_TankOutside_Elec Base | HPWH in Exterior Closet with Elec Base |  | HPWH in Exterior Closet with Elec Base | PGE | PGE | CZ04 | Pre1978 | Std | Mixed-fuel | Mixed-fuel | 1100.46 | -0.593 | 3829.2347 | 6287.0748 | 389.5752 | 486.236 | 560.277 | N/A | 11074.7877 | 11631.8448 | 1.7615 | 1.8501 | 12762.8043 | 13408.6617 | 2.03 | 2.1327 | N/A | N/A | N/A | N/A | 7.8753 | 6.8345 | N/A | 6676.65 | 1.062 | 0.05576 | 0.01795 | 9307.18 | 407.207 | 4690.5853 | 3.1065 | 112903.65 | 8206.72
HPWH_TankOutside_Elec Base | HPWH in Exterior Closet with Elec Base |  | HPWH in Exterior Closet with Elec Base | CPAU | CPAU | CZ04 | Pre1978 | Std | Mixed-fuel | Mixed-fuel | 1100.46 | -0.593 | 3829.2347 | 6287.0748 | 389.5752 | 270.1788 | 270.1788 | N/A | 6149.8147 | 6449.6711 | 0.97817 | 1.0259 | 6149.8147 | 6449.6711 | 0.97817 | 1.0259 | N/A | N/A | N/A | N/A | 14.173 | 14.173 | N/A | 6676.65 | 1.062 | 0.05576 | 0.01795 | 9307.18 | 407.207 | 2916.6445 | 3.1065 | 112903.65 | 8206.72
HPWH_TankOutside_Elec Base | HPWH in Exterior Closet with Elec Base |  | HPWH in Exterior Closet with Elec Base | PGE | PGE | CZ05 | Pre1978 | Std | Mixed-fuel | Mixed-fuel | 1309.04 | 0 | 3829.2347 | 6287.0748 | 1721.5752 | 574.3974 | 652.33 | N/A | 13095.3393 | 13784.2366 | 2.0829 | 2.1925 | 14872.0771 | 15654.4419 | 2.3655 | 2.4899 | N/A | N/A | N/A | N/A | 6.6665 | 5.8701 | N/A | 8008.65 | 1.2738 | 0.08399 | 0.034415 | 6586.85 | 314.16 | 3183.7977 | 2.4405 | 83849.4 | 5277.81
HPWH_TankOutside_Elec Base | HPWH in Exterior Closet with Elec Base |  | HPWH in Exterior Closet with Elec Base | SCG | PGE | CZ05 | Pre1978 | Std | Mixed-fuel | Mixed-fuel | 1309.04 | 0 | 3829.2347 | 6287.0748 | 1721.5752 | 574.3974 | 652.33 | N/A | 13095.3393 | 13784.2366 | 2.0829 | 2.1925 | 14872.0771 | 15654.4419 | 2.3655 | 2.4899 | N/A | N/A | N/A | N/A | 6.6665 | 5.8701 | N/A | 8008.65 | 1.2738 | 0.08399 | 0.034415 | 6586.85 | 314.16 | 3122.3123 | 2.4405 | 83849.4 | 5277.81
HPWH_TankOutside_Elec Base | HPWH in Exterior Closet with Elec Base |  | HPWH in Exterior Closet with Elec Base | SCG | SCE | CZ06 | Pre1978 | Std | Mixed-fuel | Mixed-fuel | 1370.01 | -0.196 | 3829.2347 | 6287.0748 | 2320.9752 | 564.182 | 472.1941 | N/A | 12706.3595 | 13530.3921 | 2.021 | 2.1521 | 10634.2075 | 11322.8914 | 1.6914 | 1.801 | N/A | N/A | N/A | N/A | 6.7872 | 8.1094 | N/A | 8608.05 | 1.3692 | 0.09836 | 0.080659 | 7055.6 | 109.051 | 2679.6307 | 1.2195 | 60206.4 | 5685.59
HPWH_TankOutside_Elec Base | HPWH in Exterior Closet with Elec Base |  | HPWH in Exterior Closet with Elec Base | SDGE | SDGE | CZ07 | Pre1978 | Std | Mixed-fuel | Mixed-fuel | 1356.88 | -0.1943 | 3829.2347 | 6287.0748 | 2304.3252 | 773.7894 | 921.6133 | N/A | 18726.2327 | 18556.8548 | 2.9785 | 2.9516 | 22304.2228 | 22104.2935 | 3.5476 | 3.5158 | N/A | N/A | N/A | N/A | 4.9487 | 4.1549 | N/A | 8591.4 | 1.3665 | 0.09824 | 0.08442 | 7388.75 | 97.4705 | 3902.7717 | 1.1637 | 62221.05 | 6031.87
HPWH_TankOutside_Elec Base | HPWH in Exterior Closet with Elec Base |  | HPWH in Exterior Closet with Elec Base | SCG | SCE | CZ08 | Pre1978 | Std | Mixed-fuel | Mixed-fuel | 1306.38 | -0.238 | 3829.2347 | 6287.0748 | 1904.7252 | 541.4728 | 605.3834 | N/A | 12194.1848 | 12983.3598 | 1.9396 | 2.0651 | 13633.858 | 14517.0695 | 2.1686 | 2.309 | N/A | N/A | N/A | N/A | 7.0719 | 6.3253 | N/A | 8191.8 | 1.303 | 0.09162 | 0.065039 | 9864.2 | 124.723 | 3981.5082 | 1.4087 | 78404.85 | 8557.82
HPWH_TankOutside_Elec Base | HPWH in Exterior Closet with Elec Base |  | HPWH in Exterior Closet with Elec Base | SCG | SCE | CZ09 | Pre1978 | Std | Mixed-fuel | Mixed-fuel | 1299.11 | -0.262 | 3829.2347 | 6287.0748 | 1838.1252 | 540.6528 | 514.6358 | N/A | 12175.3998 | 12962.6351 | 1.9366 | 2.0618 | 11589.3313 | 12338.2858 | 1.8434 | 1.9625 | N/A | N/A | N/A | N/A | 7.0826 | 7.4407 | N/A | 8125.2 | 1.2924 | 0.08814 | 0.054617 | 9730.7 | 157.936 | 3911.5009 | 1.6138 | 82550.7 | 8431.59
HPWH_TankOutside_Elec Base | HPWH in Exterior Closet with Elec Base |  | HPWH in Exterior Closet with Elec Base | SCG | SCE | CZ10 | Pre1978 | Std | Mixed-fuel | Mixed-fuel | 1262.81 | -0.255 | 3829.2347 | 6287.0748 | 1605.0252 | 522.4289 | 545.8673 | N/A | 11765.0345 | 12525.8105 | 1.8713 | 1.9923 | 12293.0158 | 13088.2784 | 1.9553 | 2.0818 | N/A | N/A | N/A | N/A | 7.3297 | 7.015 | N/A | 7892.1 | 1.2553 | 0.08453 | 0.051472 | 11004.6 | 156.916 | 4431.6478 | 1.6422 | 89244 | 9741.79
HPWH_TankOutside_Elec Base | HPWH in Exterior Closet with Elec Base |  | HPWH in Exterior Closet with Elec Base | SDGE | SDGE | CZ10 | Pre1978 | Std | Mixed-fuel | Mixed-fuel | 1262.81 | -0.255 | 3829.2347 | 6287.0748 | 1605.0252 | 723.0634 | 1272.8269 | N/A | 17497.3565 | 17334.9108 | 2.7831 | 2.7572 | 30804.0565 | 30527.9889 | 4.8996 | 4.8557 | N/A | N/A | N/A | N/A | 5.2958 | 3.0084 | N/A | 7892.1 | 1.2553 | 0.08453 | 0.051472 | 11004.6 | 156.916 | 6279.6131 | 1.6422 | 89244 | 9741.79
HPWH_TankOutside_Elec Base | HPWH in Exterior Closet with Elec Base |  | HPWH in Exterior Closet with Elec Base | PGE | PGE | CZ11 | Pre1978 | Std | Mixed-fuel | Mixed-fuel | 1084.9 | -0.492 | 3829.2347 | 6287.0748 | 306.3252 | 475.8102 | 658.032 | N/A | 10838.5965 | 11386.841 | 1.7239 | 1.8112 | 14992.962 | 15759.7524 | 2.3847 | 2.5067 | N/A | N/A | N/A | N/A | 8.0478 | 5.8192 | N/A | 6593.4 | 1.0487 | 0.05536 | 0.016416 | 13013.7 | 425.589 | 6429.8134 | 3.3723 | 137612.25 | 11928.8
HPWH_TankOutside_Elec Base | HPWH in Exterior Closet with Elec Base |  | HPWH in Exterior Closet with Elec Base | PGE | PGE | CZ12 | Pre1978 | Std | Mixed-fuel | Mixed-fuel | 1142.19 | -0.54 | 3829.2347 | 6287.0748 | 539.4252 | 502.6141 | 529.4667 | N/A | 11449.0355 | 12027.8333 | 1.821 | 1.9131 | 12061.2321 | 12672.2353 | 1.9184 | 2.0156 | N/A | N/A | N/A | N/A | 7.6186 | 7.2322 | N/A | 6826.5 | 1.0858 | 0.05931 | 0.018552 | 9960.86 | 415.25 | 4972.1255 | 3.1969 | 118248.3 | 8818.67
HPWH_TankOutside_Elec Base | HPWH in Exterior Closet with Elec Base |  | HPWH in Exterior Closet with Elec Base | PGE | SMUD | CZ12 | Pre1978 | Std | Mixed-fuel | Mixed-fuel | 1142.19 | -0.54 | 3829.2347 | 6287.0748 | 539.4252 | 156.3394 | 156.3394 | N/A | 3554.5275 | 3718.0245 | 0.56537 | 0.59138 | 3554.5275 | 3718.0245 | 0.56537 | 0.59138 | N/A | N/A | N/A | N/A | 24.4931 | 24.4931 | N/A | 6826.5 | 1.0858 | 0.05931 | 0.018552 | 9960.86 | 415.25 | 2731.2492 | 3.1969 | 118248.3 | 8818.67
HPWH_TankOutside_Elec Base | HPWH in Exterior Closet with Elec Base |  | HPWH in Exterior Closet with Elec Base | PGE | PGE | CZ13 | Pre1978 | Std | Mixed-fuel | Mixed-fuel | 1090.1 | -0.483 | 3829.2347 | 6287.0748 | 339.6252 | 477.6139 | 744.5674 | N/A | 10880.1508 | 11431.6191 | 1.7306 | 1.8183 | 16966.2606 | 17837.8966 | 2.6986 | 2.8372 | N/A | N/A | N/A | N/A | 8.0174 | 5.1429 | N/A | 6626.7 | 1.054 | 0.06141 | 0.022543 | 14282.9 | 308.663 | 6746.4872 | 2.7241 | 131634.9 | 13192.8
HPWH_TankOutside_Elec Base | HPWH in Exterior Closet with Elec Base |  | HPWH in Exterior Closet with Elec Base | SCG | SCE | CZ14 | Pre1978 | Std | Mixed-fuel | Mixed-fuel | 997.7 | -0.547 | 3829.2347 | 6287.0748 | -559.4748 | 413.6041 | 618.4787 | N/A | 9307.8481 | 9895.0471 | 1.4805 | 1.5739 | 13922.9256 | 14811.5719 | 2.2145 | 2.3559 | N/A | N/A | N/A | N/A | 9.2582 | 6.1914 | N/A | 5727.6 | 0.91101 | 0.04014 | 0.01226 | 12322.5 | 419.833 | 5532.7098 | 3.274 | 130819.05 | 11324.8
HPWH_TankOutside_Elec Base | HPWH in Exterior Closet with Elec Base |  | HPWH in Exterior Closet with Elec Base | SDGE | SDGE | CZ14 | Pre1978 | Std | Mixed-fuel | Mixed-fuel | 997.7 | -0.547 | 3829.2347 | 6287.0748 | -559.4748 | 563.7036 | 1175.3614 | N/A | 13635.4037 | 13490.3332 | 2.1688 | 2.1457 | 28440.2183 | 28168.734 | 4.5236 | 4.4804 | N/A | N/A | N/A | N/A | 6.793 | 3.2579 | N/A | 5727.6 | 0.91101 | 0.04014 | 0.01226 | 12322.5 | 419.833 | 7534.0451 | 3.274 | 130819.05 | 11324.8
HPWH_TankOutside_Elec Base | HPWH in Exterior Closet with Elec Base |  | HPWH in Exterior Closet with Elec Base | SCG | SCE | CZ15 | Pre1978 | Std | Mixed-fuel | Mixed-fuel | 1050.9 | -0.1166 | 3829.2347 | 6287.0748 | 389.5752 | 435.9796 | 911.5851 | N/A | 9819.4245 | 10457.1569 | 1.5618 | 1.6633 | 20533.0848 | 21870.6113 | 3.2659 | 3.4787 | N/A | N/A | N/A | N/A | 8.7831 | 4.2006 | N/A | 6676.65 | 1.062 | 0.0781 | 0.049889 | 21225.3 | 83.4367 | 8416.8488 | 1.5655 | 140908.95 | 20174.4
HPWH_TankOutside_Elec Base | HPWH in Exterior Closet with Elec Base |  | HPWH in Exterior Closet with Elec Base | PGE | PGE | CZ16 | Pre1978 | Std | Mixed-fuel | Mixed-fuel | 1336.13 | -0.795 | 3829.2347 | 6287.0748 | 1721.5752 | 587.4655 | 648.2123 | N/A | 13378.8178 | 14047.835 | 2.128 | 2.2344 | 14763.7475 | 15505.6207 | 2.3483 | 2.4663 | N/A | N/A | N/A | N/A | 6.5182 | 5.9074 | N/A | 8008.65 | 1.2738 | 0.07577 | 0.012026 | 8393.95 | 949.56 | 5414.5555 | 6.3007 | 174208.95 | 7057.82
HPWH_TankOutside_Elec Base | HPWH in Exterior Closet with Elec Base |  | HPWH in Exterior Closet with Elec Base | PGE | PGE | CZ01 | 1978-1991 | Std | Mixed-fuel | Mixed-fuel | 1300.91 | 0 | 3829.2347 | 6287.0748 | 1654.9752 | 575.1449 | 683.9302 | N/A | 13112.3812 | 13802.175 | 2.0856 | 2.1953 | 15592.511 | 16412.7752 | 2.4801 | 2.6106 | N/A | N/A | N/A | N/A | 6.6579 | 5.5989 | N/A | 7942.05 | 1.2632 | 0.07645 | 0.01738 | 7038.15 | 642.198 | 4134.4968 | 4.3987 | 127156.05 | 5737.24
HPWH_TankOutside_Elec Base | HPWH in Exterior Closet with Elec Base |  | HPWH in Exterior Closet with Elec Base | PGE | PGE | CZ02 | 1978-1991 | Std | Mixed-fuel | Mixed-fuel | 1122.5 | -0.464 | 3829.2347 | 6287.0748 | 472.8252 | 497.2448 | 518.5409 | N/A | 11328.3216 | 11904.8574 | 1.8018 | 1.8935 | 11813.8387 | 12415.9158 | 1.8791 | 1.9748 | N/A | N/A | N/A | N/A | 7.7009 | 7.3846 | N/A | 6759.9 | 1.0752 | 0.0571 | 0.022212 | 6870.56 | 332.594 | 3282.2955 | 2.5707 | 88261.65 | 5748.06
HPWH_TankOutside_Elec Base | HPWH in Exterior Closet with Elec Base |  | HPWH in Exterior Closet with Elec Base | PGE | PGE | CZ03 | 1978-1991 | Std | Mixed-fuel | Mixed-fuel | 1332.34 | 0 | 3829.2347 | 6287.0748 | 2037.9252 | 584.0081 | 645.966 | N/A | 13314.4465 | 14014.8702 | 2.1177 | 2.2292 | 14726.9882 | 15501.7205 | 2.3424 | 2.4656 | N/A | N/A | N/A | N/A | 6.5568 | 5.9279 | N/A | 8325 | 1.3241 | 0.08735 | 0.042173 | 6448.24 | 253.446 | 2987.3177 | 2.0712 | 75774.15 | 5115.9
HPWH_TankOutside_Elec Base | HPWH in Exterior Closet with Elec Base |  | HPWH in Exterior Closet with Elec Base | PGE | PGE | CZ04 | 1978-1991 | Std | Mixed-fuel | Mixed-fuel | 1100.2 | -0.43 | 3829.2347 | 6287.0748 | 372.9252 | 486.5153 | 521.2369 | N/A | 11084.3585 | 11649.6305 | 1.763 | 1.8529 | 11875.9561 | 12482.8711 | 1.8889 | 1.9855 | N/A | N/A | N/A | N/A | 7.8707 | 7.3464 | N/A | 6660 | 1.0593 | 0.05685 | 0.022922 | 8341.43 | 308.038 | 3982.9374 | 2.4802 | 94572 | 7241.23
HPWH_TankOutside_Elec Base | HPWH in Exterior Closet with Elec Base |  | HPWH in Exterior Closet with Elec Base | CPAU | CPAU | CZ04 | 1978-1991 | Std | Mixed-fuel | Mixed-fuel | 1100.2 | -0.43 | 3829.2347 | 6287.0748 | 372.9252 | 270.4855 | 270.4855 | N/A | 6159.5203 | 6466.4232 | 0.97971 | 1.0285 | 6159.5203 | 6466.4232 | 0.97971 | 1.0285 | N/A | N/A | N/A | N/A | 14.1569 | 14.1569 | N/A | 6660 | 1.0593 | 0.05685 | 0.022922 | 8341.43 | 308.038 | 2443.3339 | 2.4802 | 94572 | 7241.23
HPWH_TankOutside_Elec Base | HPWH in Exterior Closet with Elec Base |  | HPWH in Exterior Closet with Elec Base | PGE | PGE | CZ05 | 1978-1991 | Std | Mixed-fuel | Mixed-fuel | 1309.05 | 0 | 3829.2347 | 6287.0748 | 1721.5752 | 574.3973 | 640.617 | N/A | 13095.3364 | 13784.2335 | 2.0829 | 2.1925 | 14605.0384 | 15373.3554 | 2.323 | 2.4452 | N/A | N/A | N/A | N/A | 6.6665 | 5.9774 | N/A | 8008.65 | 1.2738 | 0.08399 | 0.042952 | 6465.53 | 233.75 | 2942.5714 | 1.9555 | 72943.65 | 5156.48
HPWH_TankOutside_Elec Base | HPWH in Exterior Closet with Elec Base |  | HPWH in Exterior Closet with Elec Base | SCG | PGE | CZ05 | 1978-1991 | Std | Mixed-fuel | Mixed-fuel | 1309.05 | 0 | 3829.2347 | 6287.0748 | 1721.5752 | 574.3973 | 640.617 | N/A | 13095.3364 | 13784.2335 | 2.0829 | 2.1925 | 14605.0384 | 15373.3554 | 2.323 | 2.4452 | N/A | N/A | N/A | N/A | 6.6665 | 5.9774 | N/A | 8008.65 | 1.2738 | 0.08399 | 0.042952 | 6465.53 | 233.75 | 2918.6372 | 1.9555 | 72943.65 | 5156.48
HPWH_TankOutside_Elec Base | HPWH in Exterior Closet with Elec Base |  | HPWH in Exterior Closet with Elec Base | SCG | SCE | CZ06 | 1978-1991 | Std | Mixed-fuel | Mixed-fuel | 1369.5 | -0.1339 | 3829.2347 | 6287.0748 | 2354.2752 | 564.083 | 449.7307 | N/A | 12704.946 | 13530.7399 | 2.0208 | 2.1522 | 10129.0033 | 10786.5419 | 1.6111 | 1.7157 | N/A | N/A | N/A | N/A | 6.7884 | 8.5145 | N/A | 8641.35 | 1.3745 | 0.098737 | 0.095416 | 6582.27 | 81.1418 | 2409.7805 | 1.0348 | 53929.35 | 5212.77
HPWH_TankOutside_Elec Base | HPWH in Exterior Closet with Elec Base |  | HPWH in Exterior Closet with Elec Base | SDGE | SDGE | CZ07 | 1978-1991 | Std | Mixed-fuel | Mixed-fuel | 1356.53 | -0.1258 | 3829.2347 | 6287.0748 | 2287.6752 | 773.0591 | 861.7098 | N/A | 18709.562 | 18543.6362 | 2.9759 | 2.9495 | 20855.2987 | 20671.0511 | 3.3172 | 3.2879 | N/A | N/A | N/A | N/A | 4.9534 | 4.4438 | N/A | 8574.75 | 1.3639 | 0.098601 | 0.098338 | 6870.32 | 73.68 | 3497.2607 | 1.0027 | 55894.05 | 5513.79
HPWH_TankOutside_Elec Base | HPWH in Exterior Closet with Elec Base |  | HPWH in Exterior Closet with Elec Base | SCG | SCE | CZ08 | 1978-1991 | Std | Mixed-fuel | Mixed-fuel | 1305.64 | -0.1706 | 3829.2347 | 6287.0748 | 1921.3752 | 541.3063 | 550.4512 | N/A | 12191.3396 | 12982.3815 | 1.9391 | 2.0649 | 12397.3408 | 13201.8384 | 1.9719 | 2.0998 | N/A | N/A | N/A | N/A | 7.0741 | 6.9565 | N/A | 8208.45 | 1.3056 | 0.09202 | 0.07719 | 8907.32 | 93.2702 | 3500.3372 | 1.1921 | 69014.25 | 7601.68
HPWH_TankOutside_Elec Base | HPWH in Exterior Closet with Elec Base |  | HPWH in Exterior Closet with Elec Base | SCG | SCE | CZ09 | 1978-1991 | Std | Mixed-fuel | Mixed-fuel | 1298.49 | -0.182 | 3829.2347 | 6287.0748 | 1838.1252 | 540.5166 | 462.3489 | N/A | 12173.418 | 12962.9891 | 1.9363 | 2.0618 | 10412.583 | 11087.14 | 1.6562 | 1.7635 | N/A | N/A | N/A | N/A | 7.0844 | 8.2821 | N/A | 8125.2 | 1.2924 | 0.08862 | 0.065556 | 8783.76 | 119.219 | 3417.6162 | 1.3518 | 72127.8 | 7485.27
HPWH_TankOutside_Elec Base | HPWH in Exterior Closet with Elec Base |  | HPWH in Exterior Closet with Elec Base | SCG | SCE | CZ10 | 1978-1991 | Std | Mixed-fuel | Mixed-fuel | 1261.92 | -0.183 | 3829.2347 | 6287.0748 | 1605.0252 | 521.7148 | 473.5072 | N/A | 11749.8931 | 12511.828 | 1.8689 | 1.9901 | 10663.9528 | 11354.9563 | 1.6962 | 1.8061 | N/A | N/A | N/A | N/A | 7.3397 | 8.087 | N/A | 7892.1 | 1.2553 | 0.08478 | 0.062013 | 9770.39 | 117.077 | 3812.5455 | 1.3671 | 77189.4 | 8508.47
HPWH_TankOutside_Elec Base | HPWH in Exterior Closet with Elec Base |  | HPWH in Exterior Closet with Elec Base | SDGE | SDGE | CZ10 | 1978-1991 | Std | Mixed-fuel | Mixed-fuel | 1261.92 | -0.183 | 3829.2347 | 6287.0748 | 1605.0252 | 722.3076 | 1121.1347 | N/A | 17480.2264 | 17321.7533 | 2.7803 | 2.7551 | 27133.5995 | 26892.6991 | 4.3158 | 4.2775 | N/A | N/A | N/A | N/A | 5.3014 | 3.4155 | N/A | 7892.1 | 1.2553 | 0.08478 | 0.062013 | 9770.39 | 117.077 | 5403.6525 | 1.3671 | 77189.4 | 8508.47
HPWH_TankOutside_Elec Base | HPWH in Exterior Closet with Elec Base |  | HPWH in Exterior Closet with Elec Base | PGE | PGE | CZ11 | 1978-1991 | Std | Mixed-fuel | Mixed-fuel | 1084.6 | -0.36 | 3829.2347 | 6287.0748 | 322.9752 | 475.9738 | 572.4296 | N/A | 10845.1323 | 11400.4754 | 1.725 | 1.8133 | 13044.1715 | 13715.1979 | 2.0748 | 2.1815 | N/A | N/A | N/A | N/A | 8.0451 | 6.6894 | N/A | 6610.05 | 1.0514 | 0.05628 | 0.021048 | 11389.6 | 318.734 | 5385.6325 | 2.6739 | 114385.5 | 10305
HPWH_TankOutside_Elec Base | HPWH in Exterior Closet with Elec Base |  | HPWH in Exterior Closet with Elec Base | PGE | PGE | CZ12 | 1978-1991 | Std | Mixed-fuel | Mixed-fuel | 1142 | -0.403 | 3829.2347 | 6287.0748 | 572.7252 | 502.8031 | 484.2589 | N/A | 11456.0056 | 12041.5772 | 1.8222 | 1.9153 | 11033.2287 | 11596.5596 | 1.7549 | 1.8445 | N/A | N/A | N/A | N/A | 7.6158 | 7.9074 | N/A | 6859.8 | 1.0911 | 0.06038 | 0.023483 | 8921.04 | 317.283 | 4232.8773 | 2.5712 | 99517.05 | 7779.04
HPWH_TankOutside_Elec Base | HPWH in Exterior Closet with Elec Base |  | HPWH in Exterior Closet with Elec Base | PGE | SMUD | CZ12 | 1978-1991 | Std | Mixed-fuel | Mixed-fuel | 1142 | -0.403 | 3829.2347 | 6287.0748 | 572.7252 | 156.7754 | 156.7754 | N/A | 3567.1301 | 3737.6973 | 0.56738 | 0.5945 | 3567.1301 | 3737.6973 | 0.56738 | 0.5945 | N/A | N/A | N/A | N/A | 24.425 | 24.425 | N/A | 6859.8 | 1.0911 | 0.06038 | 0.023483 | 8921.04 | 317.283 | 2301.0048 | 2.5712 | 99517.05 | 7779.04
HPWH_TankOutside_Elec Base | HPWH in Exterior Closet with Elec Base |  | HPWH in Exterior Closet with Elec Base | PGE | PGE | CZ13 | 1978-1991 | Std | Mixed-fuel | Mixed-fuel | 1089.3 | -0.333 | 3829.2347 | 6287.0748 | 389.5752 | 477.6122 | 642.7759 | N/A | 10882.7797 | 11440.8101 | 1.731 | 1.8197 | 14648.2474 | 15404.3652 | 2.3299 | 2.4502 | N/A | N/A | N/A | N/A | 8.0175 | 5.9573 | N/A | 6676.65 | 1.062 | 0.06236 | 0.028143 | 12437.4 | 235.129 | 5686.7832 | 2.2158 | 111055.5 | 11348.1
HPWH_TankOutside_Elec Base | HPWH in Exterior Closet with Elec Base |  | HPWH in Exterior Closet with Elec Base | SCG | SCE | CZ14 | 1978-1991 | Std | Mixed-fuel | Mixed-fuel | 997.37 | -0.356 | 3829.2347 | 6287.0748 | -559.4748 | 413.9218 | 519.0457 | N/A | 9318.3514 | 9913.8369 | 1.4821 | 1.5769 | 11686.4104 | 12436.5727 | 1.8588 | 1.9781 | N/A | N/A | N/A | N/A | 9.2511 | 7.3775 | N/A | 5727.6 | 0.91101 | 0.0412 | 0.015991 | 10836.1 | 310.876 | 4641.1096 | 2.5765 | 108374.85 | 9838.73
HPWH_TankOutside_Elec Base | HPWH in Exterior Closet with Elec Base |  | HPWH in Exterior Closet with Elec Base | SDGE | SDGE | CZ14 | 1978-1991 | Std | Mixed-fuel | Mixed-fuel | 997.37 | -0.356 | 3829.2347 | 6287.0748 | -559.4748 | 559.5801 | 989.4743 | N/A | 13538.626 | 13404.3482 | 2.1534 | 2.132 | 23943.9622 | 23720.8364 | 3.8084 | 3.773 | N/A | N/A | N/A | N/A | 6.8431 | 3.87 | N/A | 5727.6 | 0.91101 | 0.0412 | 0.015991 | 10836.1 | 310.876 | 6329.8218 | 2.5765 | 108374.85 | 9838.73
HPWH_TankOutside_Elec Base | HPWH in Exterior Closet with Elec Base |  | HPWH in Exterior Closet with Elec Base | SCG | SCE | CZ15 | 1978-1991 | Std | Mixed-fuel | Mixed-fuel | 1049.3 | -0.0696 | 3829.2347 | 6287.0748 | 372.9252 | 435.2518 | 702.6819 | N/A | 9803.6764 | 10441.8466 | 1.5593 | 1.6608 | 15827.9028 | 16859.563 | 2.5175 | 2.6816 | N/A | N/A | N/A | N/A | 8.7977 | 5.4495 | N/A | 6660 | 1.0593 | 0.07807 | 0.057819 | 17965.4 | 64.4143 | 6967.1153 | 1.3502 | 119530.35 | 16916.1
HPWH_TankOutside_Elec Base | HPWH in Exterior Closet with Elec Base |  | HPWH in Exterior Closet with Elec Base | PGE | PGE | CZ16 | 1978-1991 | Std | Mixed-fuel | Mixed-fuel | 1336.87 | -0.586 | 3829.2347 | 6287.0748 | 1721.5752 | 588.2423 | 620.1491 | N/A | 13400.3127 | 14079.5726 | 2.1314 | 2.2394 | 14127.7365 | 14845.2635 | 2.2471 | 2.3612 | N/A | N/A | N/A | N/A | 6.5096 | 6.1747 | N/A | 8008.65 | 1.2738 | 0.07711 | 0.015014 | 7869.28 | 757.403 | 4689.5751 | 5.1358 | 146936.25 | 6532.41
HPWH_TankOutside_Elec Base | HPWH in Exterior Closet with Elec Base |  | HPWH in Exterior Closet with Elec Base | PGE | PGE | CZ01 | 1992-2010 | Std | Mixed-fuel | Mixed-fuel | 1300.91 | 0 | 3829.2347 | 6287.0748 | 1654.9752 | 575.1449 | 657.6213 | N/A | 13112.3815 | 13802.1753 | 2.0856 | 2.1953 | 14992.7097 | 15781.4206 | 2.3847 | 2.5101 | N/A | N/A | N/A | N/A | 6.6579 | 5.8229 | N/A | 7942.05 | 1.2632 | 0.07646 | 0.027792 | 6792.33 | 365.701 | 3357.8426 | 2.7512 | 91475.1 | 5491.42
HPWH_TankOutside_Elec Base | HPWH in Exterior Closet with Elec Base |  | HPWH in Exterior Closet with Elec Base | PGE | PGE | CZ02 | 1992-2010 | Std | Mixed-fuel | Mixed-fuel | 1122 | -0.412 | 3829.2347 | 6287.0748 | 439.5252 | 497.1587 | 508.0338 | N/A | 11327.7118 | 11907.4728 | 1.8017 | 1.894 | 11575.6465 | 12168.4504 | 1.8412 | 1.9355 | N/A | N/A | N/A | N/A | 7.7022 | 7.5374 | N/A | 6726.6 | 1.0699 | 0.0574 | 0.025857 | 6534.96 | 277.753 | 2987.8913 | 2.2199 | 79187.4 | 5412.96
HPWH_TankOutside_Elec Base | HPWH in Exterior Closet with Elec Base |  | HPWH in Exterior Closet with Elec Base | PGE | PGE | CZ03 | 1992-2010 | Std | Mixed-fuel | Mixed-fuel | 1332.35 | 0 | 3829.2347 | 6287.0748 | 2037.9252 | 584.0079 | 639.5677 | N/A | 13314.4434 | 14014.8669 | 2.1177 | 2.2292 | 14581.1159 | 15348.1743 | 2.3192 | 2.4412 | N/A | N/A | N/A | N/A | 6.5568 | 5.9872 | N/A | 8325 | 1.3241 | 0.08736 | 0.047506 | 6367.74 | 215.873 | 2863.1508 | 1.8389 | 70312.95 | 5035.39
HPWH_TankOutside_Elec Base | HPWH in Exterior Closet with Elec Base |  | HPWH in Exterior Closet with Elec Base | PGE | PGE | CZ04 | 1992-2010 | Std | Mixed-fuel | Mixed-fuel | 1099.76 | -0.372 | 3829.2347 | 6287.0748 | 422.8752 | 486.4593 | 487.3315 | N/A | 11084.5251 | 11653.2795 | 1.7631 | 1.8535 | 11104.4111 | 11674.2116 | 1.7662 | 1.8569 | N/A | N/A | N/A | N/A | 7.8716 | 7.8576 | N/A | 6709.95 | 1.0673 | 0.05724 | 0.027111 | 7020.68 | 255.645 | 3200.9296 | 2.1113 | 79903.35 | 5920.92
HPWH_TankOutside_Elec Base | HPWH in Exterior Closet with Elec Base |  | HPWH in Exterior Closet with Elec Base | CPAU | CPAU | CZ04 | 1992-2010 | Std | Mixed-fuel | Mixed-fuel | 1099.76 | -0.372 | 3829.2347 | 6287.0748 | 422.8752 | 270.7791 | 270.7791 | N/A | 6169.1842 | 6483.744 | 0.98125 | 1.0313 | 6169.1842 | 6483.744 | 0.98125 | 1.0313 | N/A | N/A | N/A | N/A | 14.1415 | 14.1415 | N/A | 6709.95 | 1.0673 | 0.05724 | 0.027111 | 7020.68 | 255.645 | 2005.5164 | 2.1113 | 79903.35 | 5920.92
HPWH_TankOutside_Elec Base | HPWH in Exterior Closet with Elec Base |  | HPWH in Exterior Closet with Elec Base | PGE | PGE | CZ05 | 1992-2010 | Std | Mixed-fuel | Mixed-fuel | 1309.05 | 0 | 3829.2347 | 6287.0748 | 1721.5752 | 574.3973 | 633.1996 | N/A | 13095.3354 | 13784.2325 | 2.0829 | 2.1925 | 14435.9334 | 15195.3544 | 2.2961 | 2.4169 | N/A | N/A | N/A | N/A | 6.6665 | 6.0474 | N/A | 8008.65 | 1.2738 | 0.08398 | 0.047549 | 6386.91 | 203.373 | 2842.6186 | 1.7662 | 68498.1 | 5077.86
HPWH_TankOutside_Elec Base | HPWH in Exterior Closet with Elec Base |  | HPWH in Exterior Closet with Elec Base | SCG | PGE | CZ05 | 1992-2010 | Std | Mixed-fuel | Mixed-fuel | 1309.05 | 0 | 3829.2347 | 6287.0748 | 1721.5752 | 574.3973 | 633.1996 | N/A | 13095.3354 | 13784.2325 | 2.0829 | 2.1925 | 14435.9334 | 15195.3544 | 2.2961 | 2.4169 | N/A | N/A | N/A | N/A | 6.6665 | 6.0474 | N/A | 8008.65 | 1.2738 | 0.08398 | 0.047549 | 6386.91 | 203.373 | 2828.9926 | 1.7662 | 68498.1 | 5077.86
HPWH_TankOutside_Elec Base | HPWH in Exterior Closet with Elec Base |  | HPWH in Exterior Closet with Elec Base | SCG | SCE | CZ06 | 1992-2010 | Std | Mixed-fuel | Mixed-fuel | 1368.77 | -0.122 | 3829.2347 | 6287.0748 | 2337.6252 | 563.7196 | 426.2461 | N/A | 12696.9217 | 13522.5604 | 2.0195 | 2.1509 | 9600.1437 | 10223.5072 | 1.527 | 1.6261 | N/A | N/A | N/A | N/A | 6.7928 | 8.9836 | N/A | 8624.7 | 1.3718 | 0.098777 | 0.10193 | 6105.24 | 73.3606 | 2176.5444 | 0.96911 | 50099.85 | 4736.47
HPWH_TankOutside_Elec Base | HPWH in Exterior Closet with Elec Base |  | HPWH in Exterior Closet with Elec Base | SDGE | SDGE | CZ07 | 1992-2010 | Std | Mixed-fuel | Mixed-fuel | 1355.45 | -0.1164 | 3829.2347 | 6287.0748 | 2304.3252 | 772.1352 | 788.2143 | N/A | 18687.4234 | 18522.4274 | 2.9724 | 2.9461 | 19076.6093 | 18908.2901 | 3.0343 | 3.0075 | N/A | N/A | N/A | N/A | 4.9593 | 4.8581 | N/A | 8591.4 | 1.3665 | 0.098663 | 0.10488 | 6210.04 | 67.6832 | 3039.6677 | 0.94071 | 50965.65 | 4854.59
HPWH_TankOutside_Elec Base | HPWH in Exterior Closet with Elec Base |  | HPWH in Exterior Closet with Elec Base | SCG | SCE | CZ08 | 1992-2010 | Std | Mixed-fuel | Mixed-fuel | 1304.79 | -0.1507 | 3829.2347 | 6287.0748 | 1888.0752 | 540.8842 | 463.1089 | N/A | 12182.1001 | 12973.1497 | 1.9376 | 2.0635 | 10430.1055 | 11106.7185 | 1.659 | 1.7666 | N/A | N/A | N/A | N/A | 7.0796 | 8.2685 | N/A | 8175.15 | 1.3003 | 0.092032 | 0.085721 | 7273.37 | 82.2275 | 2745.8886 | 1.0736 | 58358.25 | 5968.58
HPWH_TankOutside_Elec Base | HPWH in Exterior Closet with Elec Base |  | HPWH in Exterior Closet with Elec Base | SCG | SCE | CZ09 | 1992-2010 | Std | Mixed-fuel | Mixed-fuel | 1297.63 | -0.161 | 3829.2347 | 6287.0748 | 1821.4752 | 539.1922 | 380.6415 | N/A | 12143.8559 | 12932.1155 | 1.9316 | 2.0569 | 8572.2855 | 9127.2576 | 1.3635 | 1.4517 | N/A | N/A | N/A | N/A | 7.1018 | 10.06 | N/A | 8108.55 | 1.2897 | 0.08874 | 0.074147 | 7213.67 | 102.436 | 2674.3895 | 1.1968 | 60889.05 | 5916.04
HPWH_TankOutside_Elec Base | HPWH in Exterior Closet with Elec Base |  | HPWH in Exterior Closet with Elec Base | SCG | SCE | CZ10 | 1992-2010 | Std | Mixed-fuel | Mixed-fuel | 1261.12 | -0.167 | 3829.2347 | 6287.0748 | 1621.6752 | 520.2468 | 360.7048 | N/A | 11717.0417 | 12477.3245 | 1.8637 | 1.9846 | 8123.1429 | 8648.6797 | 1.292 | 1.3756 | N/A | N/A | N/A | N/A | 7.3604 | 10.616 | N/A | 7908.75 | 1.2579 | 0.08478 | 0.070437 | 7737.28 | 100.653 | 2870.9374 | 1.2036 | 63586.35 | 6476.16
HPWH_TankOutside_Elec Base | HPWH in Exterior Closet with Elec Base |  | HPWH in Exterior Closet with Elec Base | SDGE | SDGE | CZ10 | 1992-2010 | Std | Mixed-fuel | Mixed-fuel | 1261.12 | -0.167 | 3829.2347 | 6287.0748 | 1621.6752 | 720.5602 | 882.0166 | N/A | 17438.1766 | 17280.8704 | 2.7737 | 2.7486 | 21346.1344 | 21155.4593 | 3.3952 | 3.3649 | N/A | N/A | N/A | N/A | 5.3142 | 4.3415 | N/A | 7908.75 | 1.2579 | 0.08478 | 0.070437 | 7737.28 | 100.653 | 4076.6127 | 1.2036 | 63586.35 | 6476.16
HPWH_TankOutside_Elec Base | HPWH in Exterior Closet with Elec Base |  | HPWH in Exterior Closet with Elec Base | PGE | PGE | CZ11 | 1992-2010 | Std | Mixed-fuel | Mixed-fuel | 1083.89 | -0.32 | 3829.2347 | 6287.0748 | 356.2752 | 475.7628 | 446.0141 | N/A | 10841.052 | 11397.9353 | 1.7243 | 1.8129 | 10162.8285 | 10684.033 | 1.6165 | 1.6994 | N/A | N/A | N/A | N/A | 8.0486 | 8.5855 | N/A | 6643.35 | 1.0567 | 0.05657 | 0.025887 | 8745.81 | 254.352 | 3951.4708 | 2.1853 | 90609.3 | 7661.92
HPWH_TankOutside_Elec Base | HPWH in Exterior Closet with Elec Base |  | HPWH in Exterior Closet with Elec Base | PGE | PGE | CZ12 | 1992-2010 | Std | Mixed-fuel | Mixed-fuel | 1141.29 | -0.322 | 3829.2347 | 6287.0748 | 572.7252 | 502.6742 | 435.5097 | N/A | 11454.5785 | 12043.7107 | 1.8219 | 1.9156 | 9923.3341 | 10431.9133 | 1.5784 | 1.6593 | N/A | N/A | N/A | N/A | 7.6177 | 8.7925 | N/A | 6859.8 | 1.0911 | 0.06084 | 0.028259 | 7335.65 | 258.809 | 3307.0157 | 2.153 | 82450.8 | 6194.36
HPWH_TankOutside_Elec Base | HPWH in Exterior Closet with Elec Base |  | HPWH in Exterior Closet with Elec Base | PGE | SMUD | CZ12 | 1992-2010 | Std | Mixed-fuel | Mixed-fuel | 1141.29 | -0.322 | 3829.2347 | 6287.0748 | 572.7252 | 156.8514 | 156.8514 | N/A | 3570.3725 | 3744.7459 | 0.56789 | 0.59563 | 3570.3725 | 3744.7459 | 0.56789 | 0.59563 | N/A | N/A | N/A | N/A | 24.4131 | 24.4131 | N/A | 6859.8 | 1.0911 | 0.06084 | 0.028259 | 7335.65 | 258.809 | 1846.6842 | 2.153 | 82450.8 | 6194.36
HPWH_TankOutside_Elec Base | HPWH in Exterior Closet with Elec Base |  | HPWH in Exterior Closet with Elec Base | PGE | PGE | CZ13 | 1992-2010 | Std | Mixed-fuel | Mixed-fuel | 1088.62 | -0.271 | 3829.2347 | 6287.0748 | 372.9252 | 477.5291 | 478.6237 | N/A | 10882.6243 | 11444.8342 | 1.731 | 1.8204 | 10907.5805 | 11471.1033 | 1.7349 | 1.8246 | N/A | N/A | N/A | N/A | 8.0189 | 8.0005 | N/A | 6660 | 1.0593 | 0.06268 | 0.034168 | 9272.68 | 191.308 | 4060.6623 | 1.8345 | 86496.75 | 8184.06
HPWH_TankOutside_Elec Base | HPWH in Exterior Closet with Elec Base |  | HPWH in Exterior Closet with Elec Base | SCG | SCE | CZ14 | 1992-2010 | Std | Mixed-fuel | Mixed-fuel | 996.67 | -0.31 | 3829.2347 | 6287.0748 | -526.1748 | 413.8638 | 368.0518 | N/A | 9318.0291 | 9915.7263 | 1.4821 | 1.5772 | 8286.0496 | 8816.3401 | 1.3179 | 1.4023 | N/A | N/A | N/A | N/A | 9.2524 | 10.4041 | N/A | 5760.9 | 0.91631 | 0.04148 | 0.019203 | 8452.76 | 254.836 | 3464.0483 | 2.1601 | 87562.35 | 7456.09
HPWH_TankOutside_Elec Base | HPWH in Exterior Closet with Elec Base |  | HPWH in Exterior Closet with Elec Base | SDGE | SDGE | CZ14 | 1992-2010 | Std | Mixed-fuel | Mixed-fuel | 996.67 | -0.31 | 3829.2347 | 6287.0748 | -526.1748 | 531.4637 | 705.8519 | N/A | 12858.928 | 12733.2251 | 2.0453 | 2.0253 | 17079.8914 | 16918.1469 | 2.7167 | 2.6909 | N/A | N/A | N/A | N/A | 7.2051 | 5.425 | N/A | 5760.9 | 0.91631 | 0.04148 | 0.019203 | 8452.76 | 254.836 | 4702.1958 | 2.1601 | 87562.35 | 7456.09
HPWH_TankOutside_Elec Base | HPWH in Exterior Closet with Elec Base |  | HPWH in Exterior Closet with Elec Base | SCG | SCE | CZ15 | 1992-2010 | Std | Mixed-fuel | Mixed-fuel | 1048.3 | -0.0643 | 3829.2347 | 6287.0748 | 372.9252 | 429.3097 | 344.1372 | N/A | 9669.8925 | 10299.485 | 1.5381 | 1.6382 | 7751.2656 | 8255.5373 | 1.2329 | 1.3131 | N/A | N/A | N/A | N/A | 8.9195 | 11.1271 | N/A | 6660 | 1.0593 | 0.07815 | 0.06967 | 12302.5 | 56.7823 | 4514.3171 | 1.1217 | 85780.8 | 11254.2
HPWH_TankOutside_Elec Base | HPWH in Exterior Closet with Elec Base |  | HPWH in Exterior Closet with Elec Base | PGE | PGE | CZ16 | 1992-2010 | Std | Mixed-fuel | Mixed-fuel | 1336.79 | -0.504 | 3829.2347 | 6287.0748 | 1721.5752 | 588.4571 | 585.5074 | N/A | 13407.1985 | 14091.6108 | 2.1325 | 2.2414 | 13339.9515 | 14020.8261 | 2.1218 | 2.2301 | N/A | N/A | N/A | N/A | 6.5072 | 6.54 | N/A | 8008.65 | 1.2738 | 0.07764 | 0.023119 | 7312.87 | 462.505 | 3712.2019 | 3.3582 | 106526.7 | 5976.08
HPWH_TankOutside_Elec Base | HPWH in Exterior Closet with Elec Base |  | HPWH in Exterior Closet with Elec Base | PGE | PGE | CZ01 | Pre1978 | CARE | Mixed-fuel | Mixed-fuel | 1300.91 | 0 | 3829.2347 | 6287.0748 | 1654.9752 | 373.8442 | 455.8404 | N/A | 8523.0481 | 8971.4141 | 1.3556 | 1.427 | 10392.4299 | 10939.1372 | 1.653 | 1.7399 | N/A | N/A | N/A | N/A | 10.2429 | 8.4004 | N/A | 7942.05 | 1.2632 | 0.07646 | 0.014117 | 7200.79 | 812.541 | 3223.3763 | 5.4161 | 149317.2 | 5899.88
HPWH_TankOutside_Elec Base | HPWH in Exterior Closet with Elec Base |  | HPWH in Exterior Closet with Elec Base | PGE | PGE | CZ02 | Pre1978 | CARE | Mixed-fuel | Mixed-fuel | 1122.59 | -0.612 | 3829.2347 | 6287.0748 | 389.5752 | 322.7851 | 346.9374 | N/A | 7350.2147 | 7715.7755 | 1.1691 | 1.2272 | 7900.8474 | 8295.3749 | 1.2567 | 1.3194 | N/A | N/A | N/A | N/A | 11.8631 | 11.0373 | N/A | 6676.65 | 1.062 | 0.05609 | 0.017617 | 7317.95 | 431.98 | 2521.4726 | 3.1838 | 103346.55 | 6195.36
HPWH_TankOutside_Elec Base | HPWH in Exterior Closet with Elec Base |  | HPWH in Exterior Closet with Elec Base | PGE | PGE | CZ03 | Pre1978 | CARE | Mixed-fuel | Mixed-fuel | 1332.35 | 0 | 3829.2347 | 6287.0748 | 2037.9252 | 379.6052 | 426.6826 | N/A | 8654.3899 | 9109.6653 | 1.3765 | 1.449 | 9727.6779 | 10239.415 | 1.5473 | 1.6286 | N/A | N/A | N/A | N/A | 10.0874 | 8.9744 | N/A | 8325 | 1.3241 | 0.08735 | 0.033973 | 6574.2 | 336.215 | 2164.9803 | 2.5712 | 87112.8 | 5241.85
HPWH_TankOutside_Elec Base | HPWH in Exterior Closet with Elec Base |  | HPWH in Exterior Closet with Elec Base | PGE | PGE | CZ04 | Pre1978 | CARE | Mixed-fuel | Mixed-fuel | 1100.46 | -0.593 | 3829.2347 | 6287.0748 | 389.5752 | 315.8507 | 363.9773 | N/A | 7192.5031 | 7550.689 | 1.144 | 1.201 | 8289.7139 | 8705.62 | 1.3185 | 1.3847 | N/A | N/A | N/A | N/A | 12.1236 | 10.5205 | N/A | 6676.65 | 1.062 | 0.05576 | 0.01795 | 9307.18 | 407.207 | 3130.3456 | 3.1065 | 112903.65 | 8206.72
HPWH_TankOutside_Elec Base | HPWH in Exterior Closet with Elec Base |  | HPWH in Exterior Closet with Elec Base | CPAU | CPAU | CZ04 | Pre1978 | CARE | Mixed-fuel | Mixed-fuel | 1100.46 | -0.593 | 3829.2347 | 6287.0748 | 389.5752 | 0 | 0 | N/A | 0 | 0 | 0 | 0 | 0 | 0 | 0 | 0 | N/A | N/A | N/A | N/A | #DIV/0! | #DIV/0! | N/A | 6676.65 | 1.062 | 0.05576 | 0.01795 | 9307.18 | 407.207 | 0 | 3.1065 | 112903.65 | 8206.72
HPWH_TankOutside_Elec Base | HPWH in Exterior Closet with Elec Base |  | HPWH in Exterior Closet with Elec Base | PGE | PGE | CZ05 | Pre1978 | CARE | Mixed-fuel | Mixed-fuel | 1309.04 | 0 | 3829.2347 | 6287.0748 | 1721.5752 | 373.3583 | 424.0145 | N/A | 8511.9706 | 8959.7538 | 1.3539 | 1.4251 | 9666.8501 | 10175.3873 | 1.5376 | 1.6185 | N/A | N/A | N/A | N/A | 10.2562 | 9.0309 | N/A | 8008.65 | 1.2738 | 0.08399 | 0.034415 | 6586.85 | 314.16 | 2119.0053 | 2.4405 | 83849.4 | 5277.81
HPWH_TankOutside_Elec Base | HPWH in Exterior Closet with Elec Base |  | HPWH in Exterior Closet with Elec Base | SCG | PGE | CZ05 | Pre1978 | CARE | Mixed-fuel | Mixed-fuel | 1309.04 | 0 | 3829.2347 | 6287.0748 | 1721.5752 | 373.3583 | 424.0145 | N/A | 8511.9706 | 8959.7538 | 1.3539 | 1.4251 | 9666.8501 | 10175.3873 | 1.5376 | 1.6185 | N/A | N/A | N/A | N/A | 10.2562 | 9.0309 | N/A | 8008.65 | 1.2738 | 0.08399 | 0.034415 | 6586.85 | 314.16 | 2070.3641 | 2.4405 | 83849.4 | 5277.81
HPWH_TankOutside_Elec Base | HPWH in Exterior Closet with Elec Base |  | HPWH in Exterior Closet with Elec Base | SCG | SCE | CZ06 | Pre1978 | CARE | Mixed-fuel | Mixed-fuel | 1370.01 | -0.196 | 3829.2347 | 6287.0748 | 2320.9752 | 380.7847 | 318.6928 | N/A | 8575.6411 | 9131.1277 | 1.364 | 1.4524 | 7176.9385 | 7641.0647 | 1.1415 | 1.2154 | N/A | N/A | N/A | N/A | 10.0562 | 12.0154 | N/A | 8608.05 | 1.3692 | 0.09836 | 0.080659 | 7055.6 | 109.051 | 1774.5912 | 1.2195 | 60206.4 | 5685.59
HPWH_TankOutside_Elec Base | HPWH in Exterior Closet with Elec Base |  | HPWH in Exterior Closet with Elec Base | SDGE | SDGE | CZ07 | Pre1978 | CARE | Mixed-fuel | Mixed-fuel | 1356.88 | -0.1943 | 3829.2347 | 6287.0748 | 2304.3252 | 502.8953 | 598.9809 | N/A | 12170.0085 | 12058.6084 | 1.9357 | 1.918 | 14495.7021 | 14364.4435 | 2.3056 | 2.2848 | N/A | N/A | N/A | N/A | 7.6144 | 6.3929 | N/A | 8591.4 | 1.3665 | 0.09824 | 0.08442 | 7388.75 | 97.4705 | 2511.7423 | 1.1637 | 62221.05 | 6031.87
HPWH_TankOutside_Elec Base | HPWH in Exterior Closet with Elec Base |  | HPWH in Exterior Closet with Elec Base | SCG | SCE | CZ08 | Pre1978 | CARE | Mixed-fuel | Mixed-fuel | 1306.38 | -0.238 | 3829.2347 | 6287.0748 | 1904.7252 | 365.4467 | 408.5864 | N/A | 8229.6464 | 8761.4274 | 1.309 | 1.3936 | 9201.4258 | 9796.6815 | 1.4635 | 1.5582 | N/A | N/A | N/A | N/A | 10.4782 | 9.3719 | N/A | 8191.8 | 1.303 | 0.09162 | 0.065039 | 9864.2 | 124.723 | 2656.7212 | 1.4087 | 78404.85 | 8557.82
HPWH_TankOutside_Elec Base | HPWH in Exterior Closet with Elec Base |  | HPWH in Exterior Closet with Elec Base | SCG | SCE | CZ09 | Pre1978 | CARE | Mixed-fuel | Mixed-fuel | 1299.11 | -0.262 | 3829.2347 | 6287.0748 | 1838.1252 | 364.8887 | 347.3272 | N/A | 8216.8287 | 8747.2125 | 1.3069 | 1.3913 | 7821.2325 | 8325.7767 | 1.244 | 1.3243 | N/A | N/A | N/A | N/A | 10.4943 | 11.0249 | N/A | 8125.2 | 1.2924 | 0.08814 | 0.054617 | 9730.7 | 157.936 | 2615.9312 | 1.6138 | 82550.7 | 8431.59
HPWH_TankOutside_Elec Base | HPWH in Exterior Closet with Elec Base |  | HPWH in Exterior Closet with Elec Base | SCG | SCE | CZ10 | Pre1978 | CARE | Mixed-fuel | Mixed-fuel | 1262.81 | -0.255 | 3829.2347 | 6287.0748 | 1605.0252 | 352.5899 | 368.4108 | N/A | 7939.9022 | 8452.4705 | 1.2629 | 1.3444 | 8296.2895 | 8832.1364 | 1.3196 | 1.4048 | N/A | N/A | N/A | N/A | 10.8603 | 10.3939 | N/A | 7892.1 | 1.2553 | 0.08453 | 0.051472 | 11004.6 | 156.916 | 2966.5593 | 1.6422 | 89244 | 9741.79
HPWH_TankOutside_Elec Base | HPWH in Exterior Closet with Elec Base |  | HPWH in Exterior Closet with Elec Base | SDGE | SDGE | CZ10 | Pre1978 | CARE | Mixed-fuel | Mixed-fuel | 1262.81 | -0.255 | 3829.2347 | 6287.0748 | 1605.0252 | 469.8976 | 827.2439 | N/A | 11370.4616 | 11263.0711 | 1.8085 | 1.7915 | 20019.8166 | 19838.5718 | 3.1843 | 3.1555 | N/A | N/A | N/A | N/A | 8.1491 | 4.6289 | N/A | 7892.1 | 1.2553 | 0.08453 | 0.051472 | 11004.6 | 156.916 | 4078.1562 | 1.6422 | 89244 | 9741.79
HPWH_TankOutside_Elec Base | HPWH in Exterior Closet with Elec Base |  | HPWH in Exterior Closet with Elec Base | PGE | PGE | CZ11 | Pre1978 | CARE | Mixed-fuel | Mixed-fuel | 1084.9 | -0.492 | 3829.2347 | 6287.0748 | 306.3252 | 309.1021 | 427.5463 | N/A | 7039.83 | 7392.8315 | 1.1197 | 1.1759 | 9740.1676 | 10235.2239 | 1.5492 | 1.628 | N/A | N/A | N/A | N/A | 12.3883 | 8.9563 | N/A | 6593.4 | 1.0487 | 0.05536 | 0.016416 | 13013.7 | 425.589 | 4269.9573 | 3.3723 | 137612.25 | 11928.8
HPWH_TankOutside_Elec Base | HPWH in Exterior Closet with Elec Base |  | HPWH in Exterior Closet with Elec Base | PGE | PGE | CZ12 | Pre1978 | CARE | Mixed-fuel | Mixed-fuel | 1142.19 | -0.54 | 3829.2347 | 6287.0748 | 539.4252 | 326.5126 | 343.9668 | N/A | 7436.2513 | 7808.8798 | 1.1828 | 1.2421 | 7834.1791 | 8227.7411 | 1.2461 | 1.3087 | N/A | N/A | N/A | N/A | 11.7277 | 11.1326 | N/A | 6826.5 | 1.0858 | 0.05931 | 0.018552 | 9960.86 | 415.25 | 3317.4867 | 3.1969 | 118248.3 | 8818.67
HPWH_TankOutside_Elec Base | HPWH in Exterior Closet with Elec Base |  | HPWH in Exterior Closet with Elec Base | PGE | SMUD | CZ12 | Pre1978 | CARE | Mixed-fuel | Mixed-fuel | 1142.19 | -0.54 | 3829.2347 | 6287.0748 | 539.4252 | -1.0514 | -1.0514 | N/A | -31.6819 | -51.9137 | 0 | 0 | -31.6819 | -51.9137 | 0 | 0 | N/A | N/A | N/A | N/A | -3642.0638 | -3642.0638 | N/A | 6826.5 | 1.0858 | 0.05931 | 0.018552 | 9960.86 | 415.25 | 688.9196 | 3.1969 | 118248.3 | 8818.67
HPWH_TankOutside_Elec Base | HPWH in Exterior Closet with Elec Base |  | HPWH in Exterior Closet with Elec Base | PGE | PGE | CZ13 | Pre1978 | CARE | Mixed-fuel | Mixed-fuel | 1090.1 | -0.483 | 3829.2347 | 6287.0748 | 339.6252 | 310.2832 | 483.8029 | N/A | 7067.0988 | 7422.3607 | 1.1241 | 1.1806 | 11023.0701 | 11586.4411 | 1.7533 | 1.8429 | N/A | N/A | N/A | N/A | 12.3411 | 7.9149 | N/A | 6626.7 | 1.054 | 0.06141 | 0.022543 | 14282.9 | 308.663 | 4437.1671 | 2.7241 | 131634.9 | 13192.8
HPWH_TankOutside_Elec Base | HPWH in Exterior Closet with Elec Base |  | HPWH in Exterior Closet with Elec Base | SCG | SCE | CZ14 | Pre1978 | CARE | Mixed-fuel | Mixed-fuel | 997.7 | -0.547 | 3829.2347 | 6287.0748 | -559.4748 | 279.0454 | 417.3357 | N/A | 6278.6574 | 6672.3729 | 0.99866 | 1.0613 | 9393.8347 | 9991.0271 | 1.4942 | 1.5891 | N/A | N/A | N/A | N/A | 13.7226 | 9.1754 | N/A | 5727.6 | 0.91101 | 0.04014 | 0.01226 | 12322.5 | 419.833 | 3771.6593 | 3.274 | 130819.05 | 11324.8
HPWH_TankOutside_Elec Base | HPWH in Exterior Closet with Elec Base |  | HPWH in Exterior Closet with Elec Base | SDGE | SDGE | CZ14 | Pre1978 | CARE | Mixed-fuel | Mixed-fuel | 997.7 | -0.547 | 3829.2347 | 6287.0748 | -559.4748 | 366.2015 | 763.779 | N/A | 8856.8089 | 8758.5515 | 1.4087 | 1.3931 | 18479.9383 | 18299.512 | 2.9394 | 2.9107 | N/A | N/A | N/A | N/A | 10.4566 | 5.0135 | N/A | 5727.6 | 0.91101 | 0.04014 | 0.01226 | 12322.5 | 419.833 | 4992.194 | 3.274 | 130819.05 | 11324.8
HPWH_TankOutside_Elec Base | HPWH in Exterior Closet with Elec Base |  | HPWH in Exterior Closet with Elec Base | SCG | SCE | CZ15 | Pre1978 | CARE | Mixed-fuel | Mixed-fuel | 1050.9 | -0.1166 | 3829.2347 | 6287.0748 | 389.5752 | 294.2626 | 615.2963 | N/A | 6627.3982 | 7057.412 | 1.0541 | 1.1225 | 13859.1189 | 14761.4937 | 2.2044 | 2.3479 | N/A | N/A | N/A | N/A | 13.013 | 6.2234 | N/A | 6676.65 | 1.062 | 0.0781 | 0.049889 | 21225.3 | 83.4367 | 5642.4808 | 1.5655 | 140908.95 | 20174.4
HPWH_TankOutside_Elec Base | HPWH in Exterior Closet with Elec Base |  | HPWH in Exterior Closet with Elec Base | PGE | PGE | CZ16 | Pre1978 | CARE | Mixed-fuel | Mixed-fuel | 1336.13 | -0.795 | 3829.2347 | 6287.0748 | 1721.5752 | 381.5761 | 421.0616 | N/A | 8687.9015 | 9117.4432 | 1.3819 | 1.4502 | 9588.1058 | 10065.0039 | 1.5251 | 1.6009 | N/A | N/A | N/A | N/A | 10.0353 | 9.0942 | N/A | 8008.65 | 1.2738 | 0.07577 | 0.012026 | 8393.95 | 949.56 | 3780.4713 | 6.3007 | 174208.95 | 7057.82
HPWH_TankOutside_Elec Base | HPWH in Exterior Closet with Elec Base |  | HPWH in Exterior Closet with Elec Base | PGE | PGE | CZ01 | 1978-1991 | CARE | Mixed-fuel | Mixed-fuel | 1300.91 | 0 | 3829.2347 | 6287.0748 | 1654.9752 | 373.8442 | 444.5546 | N/A | 8523.0478 | 8971.4138 | 1.3556 | 1.427 | 10135.1322 | 10668.3039 | 1.6121 | 1.6969 | N/A | N/A | N/A | N/A | 10.2429 | 8.6136 | N/A | 7942.05 | 1.2632 | 0.07645 | 0.01738 | 7038.15 | 642.198 | 2845.7829 | 4.3987 | 127156.05 | 5737.24
HPWH_TankOutside_Elec Base | HPWH in Exterior Closet with Elec Base |  | HPWH in Exterior Closet with Elec Base | PGE | PGE | CZ02 | 1978-1991 | CARE | Mixed-fuel | Mixed-fuel | 1122.5 | -0.464 | 3829.2347 | 6287.0748 | 472.8252 | 323.0554 | 336.8979 | N/A | 7358.7782 | 7730.5693 | 1.1705 | 1.2296 | 7674.3643 | 8062.7572 | 1.2207 | 1.2824 | N/A | N/A | N/A | N/A | 11.8532 | 11.3662 | N/A | 6759.9 | 1.0752 | 0.0571 | 0.022212 | 6870.56 | 332.594 | 2188.7132 | 2.5707 | 88261.65 | 5748.06
HPWH_TankOutside_Elec Base | HPWH in Exterior Closet with Elec Base |  | HPWH in Exterior Closet with Elec Base | PGE | PGE | CZ03 | 1978-1991 | CARE | Mixed-fuel | Mixed-fuel | 1332.34 | 0 | 3829.2347 | 6287.0748 | 2037.9252 | 379.6052 | 419.8779 | N/A | 8654.3902 | 9109.6656 | 1.3765 | 1.449 | 9572.5423 | 10076.1183 | 1.5226 | 1.6027 | N/A | N/A | N/A | N/A | 10.0874 | 9.1199 | N/A | 8325 | 1.3241 | 0.08735 | 0.042173 | 6448.24 | 253.446 | 1972.1111 | 2.0712 | 75774.15 | 5115.9
HPWH_TankOutside_Elec Base | HPWH in Exterior Closet with Elec Base |  | HPWH in Exterior Closet with Elec Base | PGE | PGE | CZ04 | 1978-1991 | CARE | Mixed-fuel | Mixed-fuel | 1100.2 | -0.43 | 3829.2347 | 6287.0748 | 372.9252 | 316.0937 | 338.6628 | N/A | 7200.5789 | 7565.2891 | 1.1453 | 1.2033 | 7715.1174 | 8106.8955 | 1.2271 | 1.2895 | N/A | N/A | N/A | N/A | 12.1142 | 11.3069 | N/A | 6660 | 1.0593 | 0.05685 | 0.022922 | 8341.43 | 308.038 | 2636.6949 | 2.4802 | 94572 | 7241.23
HPWH_TankOutside_Elec Base | HPWH in Exterior Closet with Elec Base |  | HPWH in Exterior Closet with Elec Base | CPAU | CPAU | CZ04 | 1978-1991 | CARE | Mixed-fuel | Mixed-fuel | 1100.2 | -0.43 | 3829.2347 | 6287.0748 | 372.9252 | 0 | 0 | N/A | 0 | 0 | 0 | 0 | 0 | 0 | 0 | 0 | N/A | N/A | N/A | N/A | #DIV/0! | #DIV/0! | N/A | 6660 | 1.0593 | 0.05685 | 0.022922 | 8341.43 | 308.038 | 0 | 2.4802 | 94572 | 7241.23
HPWH_TankOutside_Elec Base | HPWH in Exterior Closet with Elec Base |  | HPWH in Exterior Closet with Elec Base | PGE | PGE | CZ05 | 1978-1991 | CARE | Mixed-fuel | Mixed-fuel | 1309.05 | 0 | 3829.2347 | 6287.0748 | 1721.5752 | 373.3582 | 416.401 | N/A | 8511.9686 | 8959.7518 | 1.3539 | 1.4251 | 9493.275 | 9992.681 | 1.51 | 1.5894 | N/A | N/A | N/A | N/A | 10.2562 | 9.196 | N/A | 8008.65 | 1.2738 | 0.08399 | 0.042952 | 6465.53 | 233.75 | 1935.6536 | 1.9555 | 72943.65 | 5156.48
HPWH_TankOutside_Elec Base | HPWH in Exterior Closet with Elec Base |  | HPWH in Exterior Closet with Elec Base | SCG | PGE | CZ05 | 1978-1991 | CARE | Mixed-fuel | Mixed-fuel | 1309.05 | 0 | 3829.2347 | 6287.0748 | 1721.5752 | 373.3582 | 416.401 | N/A | 8511.9686 | 8959.7518 | 1.3539 | 1.4251 | 9493.275 | 9992.681 | 1.51 | 1.5894 | N/A | N/A | N/A | N/A | 10.2562 | 9.196 | N/A | 8008.65 | 1.2738 | 0.08399 | 0.042952 | 6465.53 | 233.75 | 1917.0161 | 1.9555 | 72943.65 | 5156.48
HPWH_TankOutside_Elec Base | HPWH in Exterior Closet with Elec Base |  | HPWH in Exterior Closet with Elec Base | SCG | SCE | CZ06 | 1978-1991 | CARE | Mixed-fuel | Mixed-fuel | 1369.5 | -0.1339 | 3829.2347 | 6287.0748 | 2354.2752 | 380.7298 | 303.5419 | N/A | 8575.047 | 9131.9524 | 1.3639 | 1.4525 | 6836.2857 | 7279.6188 | 1.0874 | 1.1579 | N/A | N/A | N/A | N/A | 10.0576 | 12.6152 | N/A | 8641.35 | 1.3745 | 0.098737 | 0.095416 | 6582.27 | 81.1418 | 1586.9463 | 1.0348 | 53929.35 | 5212.77
HPWH_TankOutside_Elec Base | HPWH in Exterior Closet with Elec Base |  | HPWH in Exterior Closet with Elec Base | SDGE | SDGE | CZ07 | 1978-1991 | CARE | Mixed-fuel | Mixed-fuel | 1356.53 | -0.1258 | 3829.2347 | 6287.0748 | 2287.6752 | 502.4443 | 560.0672 | N/A | 12159.8852 | 12051.1841 | 1.9341 | 1.9168 | 13554.6141 | 13434.0038 | 2.1559 | 2.1368 | N/A | N/A | N/A | N/A | 7.6212 | 6.8371 | N/A | 8574.75 | 1.3639 | 0.098601 | 0.098338 | 6870.32 | 73.68 | 2239.8123 | 1.0027 | 55894.05 | 5513.79
HPWH_TankOutside_Elec Base | HPWH in Exterior Closet with Elec Base |  | HPWH in Exterior Closet with Elec Base | SCG | SCE | CZ08 | 1978-1991 | CARE | Mixed-fuel | Mixed-fuel | 1305.64 | -0.1706 | 3829.2347 | 6287.0748 | 1921.3752 | 365.3477 | 371.5205 | N/A | 8228.1262 | 8761.423 | 1.3087 | 1.3936 | 8367.177 | 8909.5564 | 1.3309 | 1.4171 | N/A | N/A | N/A | N/A | 10.4811 | 10.3069 | N/A | 8208.45 | 1.3056 | 0.09202 | 0.07719 | 8907.32 | 93.2702 | 2325.6201 | 1.1921 | 69014.25 | 7601.68
HPWH_TankOutside_Elec Base | HPWH in Exterior Closet with Elec Base |  | HPWH in Exterior Closet with Elec Base | SCG | SCE | CZ09 | 1978-1991 | CARE | Mixed-fuel | Mixed-fuel | 1298.49 | -0.182 | 3829.2347 | 6287.0748 | 1838.1252 | 364.8127 | 312.0495 | N/A | 8215.9716 | 8748.2389 | 1.3068 | 1.3915 | 7027.408 | 7482.0407 | 1.1178 | 1.1901 | N/A | N/A | N/A | N/A | 10.4964 | 12.2712 | N/A | 8125.2 | 1.2924 | 0.08862 | 0.065556 | 8783.76 | 119.219 | 2274.8529 | 1.3518 | 72127.8 | 7485.27
HPWH_TankOutside_Elec Base | HPWH in Exterior Closet with Elec Base |  | HPWH in Exterior Closet with Elec Base | SCG | SCE | CZ10 | 1978-1991 | CARE | Mixed-fuel | Mixed-fuel | 1261.92 | -0.183 | 3829.2347 | 6287.0748 | 1605.0252 | 352.1217 | 319.5816 | N/A | 7930.0992 | 8443.7165 | 1.2613 | 1.343 | 7197.0895 | 7662.8281 | 1.1447 | 1.2188 | N/A | N/A | N/A | N/A | 10.8747 | 11.982 | N/A | 7892.1 | 1.2553 | 0.08478 | 0.062013 | 9770.39 | 117.077 | 2540.8545 | 1.3671 | 77189.4 | 8508.47
HPWH_TankOutside_Elec Base | HPWH in Exterior Closet with Elec Base |  | HPWH in Exterior Closet with Elec Base | SDGE | SDGE | CZ10 | 1978-1991 | CARE | Mixed-fuel | Mixed-fuel | 1261.92 | -0.183 | 3829.2347 | 6287.0748 | 1605.0252 | 469.4339 | 728.6715 | N/A | 11360.157 | 11255.8786 | 1.8069 | 1.7903 | 17634.8496 | 17476.9935 | 2.8049 | 2.7798 | N/A | N/A | N/A | N/A | 8.1571 | 5.2551 | N/A | 7892.1 | 1.2553 | 0.08478 | 0.062013 | 9770.39 | 117.077 | 3494.0458 | 1.3671 | 77189.4 | 8508.47
HPWH_TankOutside_Elec Base | HPWH in Exterior Closet with Elec Base |  | HPWH in Exterior Closet with Elec Base | PGE | PGE | CZ11 | 1978-1991 | CARE | Mixed-fuel | Mixed-fuel | 1084.6 | -0.36 | 3829.2347 | 6287.0748 | 322.9752 | 309.2627 | 371.959 | N/A | 7045.7116 | 7404.37 | 1.1207 | 1.1777 | 8475.0871 | 8908.9397 | 1.348 | 1.417 | N/A | N/A | N/A | N/A | 12.3818 | 10.2948 | N/A | 6610.05 | 1.0514 | 0.05628 | 0.021048 | 11389.6 | 318.734 | 3553.5898 | 2.6739 | 114385.5 | 10305
HPWH_TankOutside_Elec Base | HPWH in Exterior Closet with Elec Base |  | HPWH in Exterior Closet with Elec Base | PGE | PGE | CZ12 | 1978-1991 | CARE | Mixed-fuel | Mixed-fuel | 1142 | -0.403 | 3829.2347 | 6287.0748 | 572.7252 | 326.6865 | 314.6328 | N/A | 7442.3218 | 7820.3368 | 1.1837 | 1.2439 | 7167.5168 | 7531.0753 | 1.14 | 1.1979 | N/A | N/A | N/A | N/A | 11.7214 | 12.1705 | N/A | 6859.8 | 1.0911 | 0.06038 | 0.023483 | 8921.04 | 317.283 | 2803.562 | 2.5712 | 99517.05 | 7779.04
HPWH_TankOutside_Elec Base | HPWH in Exterior Closet with Elec Base |  | HPWH in Exterior Closet with Elec Base | PGE | SMUD | CZ12 | 1978-1991 | CARE | Mixed-fuel | Mixed-fuel | 1142 | -0.403 | 3829.2347 | 6287.0748 | 572.7252 | -0.76443 | -0.76443 | N/A | -23.0348 | -37.7445 | 0 | 0 | -23.0348 | -37.7445 | 0 | 0 | N/A | N/A | N/A | N/A | -5009.276 | -5009.276 | N/A | 6859.8 | 1.0911 | 0.06038 | 0.023483 | 8921.04 | 317.283 | 500.5009 | 2.5712 | 99517.05 | 7779.04
HPWH_TankOutside_Elec Base | HPWH in Exterior Closet with Elec Base |  | HPWH in Exterior Closet with Elec Base | PGE | PGE | CZ13 | 1978-1991 | CARE | Mixed-fuel | Mixed-fuel | 1089.3 | -0.333 | 3829.2347 | 6287.0748 | 389.5752 | 310.333 | 417.6894 | N/A | 7070.3437 | 7430.8519 | 1.1246 | 1.1819 | 9517.8977 | 10007.1627 | 1.5139 | 1.5917 | N/A | N/A | N/A | N/A | 12.3391 | 9.1677 | N/A | 6676.65 | 1.062 | 0.06236 | 0.028143 | 12437.4 | 235.129 | 3722.8377 | 2.2158 | 111055.5 | 11348.1
HPWH_TankOutside_Elec Base | HPWH in Exterior Closet with Elec Base |  | HPWH in Exterior Closet with Elec Base | SCG | SCE | CZ14 | 1978-1991 | CARE | Mixed-fuel | Mixed-fuel | 997.37 | -0.356 | 3829.2347 | 6287.0748 | -559.4748 | 279.3103 | 350.269 | N/A | 6287.269 | 6687.5498 | 1 | 1.0637 | 7885.7088 | 8390.3965 | 1.2543 | 1.3345 | N/A | N/A | N/A | N/A | 13.7096 | 10.9323 | N/A | 5727.6 | 0.91101 | 0.0412 | 0.015991 | 10836.1 | 310.876 | 3142.445 | 2.5765 | 108374.85 | 9838.73
HPWH_TankOutside_Elec Base | HPWH in Exterior Closet with Elec Base |  | HPWH in Exterior Closet with Elec Base | SDGE | SDGE | CZ14 | 1978-1991 | CARE | Mixed-fuel | Mixed-fuel | 997.37 | -0.356 | 3829.2347 | 6287.0748 | -559.4748 | 363.5928 | 643.0241 | N/A | 8796.0619 | 8706.1983 | 1.3991 | 1.3848 | 15559.5305 | 15411.9156 | 2.4748 | 2.4514 | N/A | N/A | N/A | N/A | 10.5317 | 5.955 | N/A | 5727.6 | 0.91101 | 0.0412 | 0.015991 | 10836.1 | 310.876 | 4168.2909 | 2.5765 | 108374.85 | 9838.73
HPWH_TankOutside_Elec Base | HPWH in Exterior Closet with Elec Base |  | HPWH in Exterior Closet with Elec Base | SCG | SCE | CZ15 | 1978-1991 | CARE | Mixed-fuel | Mixed-fuel | 1049.3 | -0.0696 | 3829.2347 | 6287.0748 | 372.9252 | 293.7808 | 474.2961 | N/A | 6617.0545 | 7047.5466 | 1.0525 | 1.121 | 10683.4073 | 11379.5052 | 1.6993 | 1.81 | N/A | N/A | N/A | N/A | 13.0343 | 8.0735 | N/A | 6660 | 1.0593 | 0.07807 | 0.057819 | 17965.4 | 64.4143 | 4660.0264 | 1.3502 | 119530.35 | 16916.1
HPWH_TankOutside_Elec Base | HPWH in Exterior Closet with Elec Base |  | HPWH in Exterior Closet with Elec Base | PGE | PGE | CZ16 | 1978-1991 | CARE | Mixed-fuel | Mixed-fuel | 1336.87 | -0.586 | 3829.2347 | 6287.0748 | 1721.5752 | 382.1535 | 402.8929 | N/A | 8704.0548 | 9141.6474 | 1.3844 | 1.454 | 9176.8803 | 9639.3465 | 1.4596 | 1.5332 | N/A | N/A | N/A | N/A | 10.0201 | 9.5043 | N/A | 8008.65 | 1.2738 | 0.07711 | 0.015014 | 7869.28 | 757.403 | 3241.9465 | 5.1358 | 146936.25 | 6532.41
HPWH_TankOutside_Elec Base | HPWH in Exterior Closet with Elec Base |  | HPWH in Exterior Closet with Elec Base | PGE | PGE | CZ01 | 1992-2010 | CARE | Mixed-fuel | Mixed-fuel | 1300.91 | 0 | 3829.2347 | 6287.0748 | 1654.9752 | 373.8442 | 427.4538 | N/A | 8523.048 | 8971.414 | 1.3556 | 1.427 | 9745.2613 | 10257.9234 | 1.55 | 1.6316 | N/A | N/A | N/A | N/A | 10.2429 | 8.9582 | N/A | 7942.05 | 1.2632 | 0.07646 | 0.027792 | 6792.33 | 365.701 | 2246.4771 | 2.7512 | 91475.1 | 5491.42
HPWH_TankOutside_Elec Base | HPWH in Exterior Closet with Elec Base |  | HPWH in Exterior Closet with Elec Base | PGE | PGE | CZ02 | 1992-2010 | CARE | Mixed-fuel | Mixed-fuel | 1122 | -0.412 | 3829.2347 | 6287.0748 | 439.5252 | 323.0259 | 330.0947 | N/A | 7359.1783 | 7733.5744 | 1.1705 | 1.2301 | 7520.3359 | 7903.2099 | 1.1962 | 1.2571 | N/A | N/A | N/A | N/A | 11.8543 | 11.6004 | N/A | 6726.6 | 1.0699 | 0.0574 | 0.025857 | 6534.96 | 277.753 | 1978.9712 | 2.2199 | 79187.4 | 5412.96
HPWH_TankOutside_Elec Base | HPWH in Exterior Closet with Elec Base |  | HPWH in Exterior Closet with Elec Base | PGE | PGE | CZ03 | 1992-2010 | CARE | Mixed-fuel | Mixed-fuel | 1332.35 | 0 | 3829.2347 | 6287.0748 | 2037.9252 | 379.6052 | 415.719 | N/A | 8654.3882 | 9109.6635 | 1.3765 | 1.449 | 9477.7253 | 9976.3133 | 1.5075 | 1.5868 | N/A | N/A | N/A | N/A | 10.0874 | 9.2111 | N/A | 8325 | 1.3241 | 0.08736 | 0.047506 | 6367.74 | 215.873 | 1878.9917 | 1.8389 | 70312.95 | 5035.39
HPWH_TankOutside_Elec Base | HPWH in Exterior Closet with Elec Base |  | HPWH in Exterior Closet with Elec Base | PGE | PGE | CZ04 | 1992-2010 | CARE | Mixed-fuel | Mixed-fuel | 1099.76 | -0.372 | 3829.2347 | 6287.0748 | 422.8752 | 316.0855 | 316.6525 | N/A | 7201.5349 | 7569.0499 | 1.1455 | 1.2039 | 7214.4608 | 7582.6558 | 1.1475 | 1.2061 | N/A | N/A | N/A | N/A | 12.1146 | 12.0929 | N/A | 6709.95 | 1.0673 | 0.05724 | 0.027111 | 7020.68 | 255.645 | 2110.7551 | 2.1113 | 79903.35 | 5920.92
HPWH_TankOutside_Elec Base | HPWH in Exterior Closet with Elec Base |  | HPWH in Exterior Closet with Elec Base | CPAU | CPAU | CZ04 | 1992-2010 | CARE | Mixed-fuel | Mixed-fuel | 1099.76 | -0.372 | 3829.2347 | 6287.0748 | 422.8752 | 0 | 0 | N/A | 0 | 0 | 0 | 0 | 0 | 0 | 0 | 0 | N/A | N/A | N/A | N/A | #DIV/0! | #DIV/0! | N/A | 6709.95 | 1.0673 | 0.05724 | 0.027111 | 7020.68 | 255.645 | 0 | 2.1113 | 79903.35 | 5920.92
HPWH_TankOutside_Elec Base | HPWH in Exterior Closet with Elec Base |  | HPWH in Exterior Closet with Elec Base | PGE | PGE | CZ05 | 1992-2010 | CARE | Mixed-fuel | Mixed-fuel | 1309.05 | 0 | 3829.2347 | 6287.0748 | 1721.5752 | 373.3582 | 411.5797 | N/A | 8511.968 | 8959.7511 | 1.3539 | 1.4251 | 9383.3567 | 9876.9803 | 1.4925 | 1.571 | N/A | N/A | N/A | N/A | 10.2562 | 9.3037 | N/A | 8008.65 | 1.2738 | 0.08398 | 0.047549 | 6386.91 | 203.373 | 1861.4528 | 1.7662 | 68498.1 | 5077.86
HPWH_TankOutside_Elec Base | HPWH in Exterior Closet with Elec Base |  | HPWH in Exterior Closet with Elec Base | SCG | PGE | CZ05 | 1992-2010 | CARE | Mixed-fuel | Mixed-fuel | 1309.05 | 0 | 3829.2347 | 6287.0748 | 1721.5752 | 373.3582 | 411.5797 | N/A | 8511.968 | 8959.7511 | 1.3539 | 1.4251 | 9383.3567 | 9876.9803 | 1.4925 | 1.571 | N/A | N/A | N/A | N/A | 10.2562 | 9.3037 | N/A | 8008.65 | 1.2738 | 0.08398 | 0.047549 | 6386.91 | 203.373 | 1851.0479 | 1.7662 | 68498.1 | 5077.86
HPWH_TankOutside_Elec Base | HPWH in Exterior Closet with Elec Base |  | HPWH in Exterior Closet with Elec Base | SCG | SCE | CZ06 | 1992-2010 | CARE | Mixed-fuel | Mixed-fuel | 1368.77 | -0.122 | 3829.2347 | 6287.0748 | 2337.6252 | 380.4869 | 287.6922 | N/A | 8569.7025 | 9126.5491 | 1.3631 | 1.4516 | 6479.3774 | 6899.6882 | 1.0306 | 1.0974 | N/A | N/A | N/A | N/A | 10.064 | 13.3102 | N/A | 8624.7 | 1.3718 | 0.098777 | 0.10193 | 6105.24 | 73.3606 | 1427.9422 | 0.96911 | 50099.85 | 4736.47
HPWH_TankOutside_Elec Base | HPWH in Exterior Closet with Elec Base |  | HPWH in Exterior Closet with Elec Base | SDGE | SDGE | CZ07 | 1992-2010 | CARE | Mixed-fuel | Mixed-fuel | 1355.45 | -0.1164 | 3829.2347 | 6287.0748 | 2304.3252 | 501.8492 | 512.3006 | N/A | 12145.6593 | 12037.6674 | 1.9318 | 1.9147 | 12398.6302 | 12288.4782 | 1.9721 | 1.9546 | N/A | N/A | N/A | N/A | 7.6303 | 7.4746 | N/A | 8591.4 | 1.3665 | 0.098663 | 0.10488 | 6210.04 | 67.6832 | 1940.3782 | 0.94071 | 50965.65 | 4854.59
HPWH_TankOutside_Elec Base | HPWH in Exterior Closet with Elec Base |  | HPWH in Exterior Closet with Elec Base | SCG | SCE | CZ08 | 1992-2010 | CARE | Mixed-fuel | Mixed-fuel | 1304.79 | -0.1507 | 3829.2347 | 6287.0748 | 1888.0752 | 365.0667 | 312.5684 | N/A | 8222.0087 | 8755.3868 | 1.3078 | 1.3926 | 7039.4124 | 7495.5457 | 1.1197 | 1.1922 | N/A | N/A | N/A | N/A | 10.4891 | 12.2509 | N/A | 8175.15 | 1.3003 | 0.092032 | 0.085721 | 7273.37 | 82.2275 | 1814.1316 | 1.0736 | 58358.25 | 5968.58
HPWH_TankOutside_Elec Base | HPWH in Exterior Closet with Elec Base |  | HPWH in Exterior Closet with Elec Base | SCG | SCE | CZ09 | 1992-2010 | CARE | Mixed-fuel | Mixed-fuel | 1297.63 | -0.161 | 3829.2347 | 6287.0748 | 1821.4752 | 363.9227 | 256.901 | N/A | 8196.1375 | 8727.5963 | 1.3036 | 1.3882 | 5785.3275 | 6159.3172 | 0.92019 | 0.97968 | N/A | N/A | N/A | N/A | 10.5221 | 14.9055 | N/A | 8108.55 | 1.2897 | 0.08874 | 0.074147 | 7213.67 | 102.436 | 1769.8154 | 1.1968 | 60889.05 | 5916.04
HPWH_TankOutside_Elec Base | HPWH in Exterior Closet with Elec Base |  | HPWH in Exterior Closet with Elec Base | SCG | SCE | CZ10 | 1992-2010 | CARE | Mixed-fuel | Mixed-fuel | 1261.12 | -0.167 | 3829.2347 | 6287.0748 | 1621.6752 | 351.134 | 243.4432 | N/A | 7908.0208 | 8420.5844 | 1.2578 | 1.3393 | 5482.1391 | 5836.2491 | 0.87197 | 0.92829 | N/A | N/A | N/A | N/A | 10.9053 | 15.7295 | N/A | 7908.75 | 1.2579 | 0.08478 | 0.070437 | 7737.28 | 100.653 | 1902.0054 | 1.2036 | 63586.35 | 6476.16
HPWH_TankOutside_Elec Base | HPWH in Exterior Closet with Elec Base |  | HPWH in Exterior Closet with Elec Base | SDGE | SDGE | CZ10 | 1992-2010 | CARE | Mixed-fuel | Mixed-fuel | 1261.12 | -0.167 | 3829.2347 | 6287.0748 | 1621.6752 | 468.3039 | 573.2506 | N/A | 11332.9992 | 11229.5907 | 1.8026 | 1.7861 | 13873.1717 | 13748.0735 | 2.2066 | 2.1867 | N/A | N/A | N/A | N/A | 8.1768 | 6.6799 | N/A | 7908.75 | 1.2579 | 0.08478 | 0.070437 | 7737.28 | 100.653 | 2625.5021 | 1.2036 | 63586.35 | 6476.16
HPWH_TankOutside_Elec Base | HPWH in Exterior Closet with Elec Base |  | HPWH in Exterior Closet with Elec Base | PGE | PGE | CZ11 | 1992-2010 | CARE | Mixed-fuel | Mixed-fuel | 1083.89 | -0.32 | 3829.2347 | 6287.0748 | 356.2752 | 309.1395 | 289.8028 | N/A | 7043.4788 | 7403.4063 | 1.1203 | 1.1776 | 6602.6336 | 6939.3698 | 1.0502 | 1.1038 | N/A | N/A | N/A | N/A | 12.3868 | 13.2132 | N/A | 6643.35 | 1.0567 | 0.05657 | 0.025887 | 8745.81 | 254.352 | 2599.3699 | 2.1853 | 90609.3 | 7661.92
HPWH_TankOutside_Elec Base | HPWH in Exterior Closet with Elec Base |  | HPWH in Exterior Closet with Elec Base | PGE | PGE | CZ12 | 1992-2010 | CARE | Mixed-fuel | Mixed-fuel | 1141.29 | -0.322 | 3829.2347 | 6287.0748 | 572.7252 | 326.6317 | 282.9748 | N/A | 7442.2663 | 7823.1526 | 1.1837 | 1.2443 | 6446.9575 | 6775.4843 | 1.0254 | 1.0777 | N/A | N/A | N/A | N/A | 11.7234 | 13.5321 | N/A | 6859.8 | 1.0911 | 0.06084 | 0.028259 | 7335.65 | 258.809 | 2181.5271 | 2.153 | 82450.8 | 6194.36
HPWH_TankOutside_Elec Base | HPWH in Exterior Closet with Elec Base |  | HPWH in Exterior Closet with Elec Base | PGE | SMUD | CZ12 | 1992-2010 | CARE | Mixed-fuel | Mixed-fuel | 1141.29 | -0.322 | 3829.2347 | 6287.0748 | 572.7252 | -0.60165 | -0.60165 | N/A | -18.1298 | -29.7073 | 0 | 0 | -18.1298 | -29.7073 | 0 | 0 | N/A | N/A | N/A | N/A | -6364.5281 | -6364.5281 | N/A | 6859.8 | 1.0911 | 0.06084 | 0.028259 | 7335.65 | 258.809 | 386.5385 | 2.153 | 82450.8 | 6194.36
HPWH_TankOutside_Elec Base | HPWH in Exterior Closet with Elec Base |  | HPWH in Exterior Closet with Elec Base | PGE | PGE | CZ13 | 1992-2010 | CARE | Mixed-fuel | Mixed-fuel | 1088.62 | -0.271 | 3829.2347 | 6287.0748 | 372.9252 | 310.3131 | 311.0246 | N/A | 7071.2696 | 7435.1503 | 1.1247 | 1.1826 | 7087.4911 | 7452.2252 | 1.1273 | 1.1853 | N/A | N/A | N/A | N/A | 12.3399 | 12.3117 | N/A | 6660 | 1.0593 | 0.06268 | 0.034168 | 9272.68 | 191.308 | 2650.5853 | 1.8345 | 86496.75 | 8184.06
HPWH_TankOutside_Elec Base | HPWH in Exterior Closet with Elec Base |  | HPWH in Exterior Closet with Elec Base | SCG | SCE | CZ14 | 1992-2010 | CARE | Mixed-fuel | Mixed-fuel | 996.67 | -0.31 | 3829.2347 | 6287.0748 | -526.1748 | 279.2863 | 248.3631 | N/A | 6287.5049 | 6689.5681 | 1.0001 | 1.064 | 5590.9187 | 5947.4824 | 0.88927 | 0.94599 | N/A | N/A | N/A | N/A | 13.7108 | 15.4179 | N/A | 5760.9 | 0.91631 | 0.04148 | 0.019203 | 8452.76 | 254.836 | 2334.0178 | 2.1601 | 87562.35 | 7456.09
HPWH_TankOutside_Elec Base | HPWH in Exterior Closet with Elec Base |  | HPWH in Exterior Closet with Elec Base | SDGE | SDGE | CZ14 | 1992-2010 | CARE | Mixed-fuel | Mixed-fuel | 996.67 | -0.31 | 3829.2347 | 6287.0748 | -526.1748 | 345.3372 | 458.6896 | N/A | 8354.8631 | 8270.9594 | 1.3289 | 1.3155 | 11098.4893 | 10991.1586 | 1.7653 | 1.7482 | N/A | N/A | N/A | N/A | 11.0884 | 8.3482 | N/A | 5760.9 | 0.91631 | 0.04148 | 0.019203 | 8452.76 | 254.836 | 3089.0968 | 2.1601 | 87562.35 | 7456.09
HPWH_TankOutside_Elec Base | HPWH in Exterior Closet with Elec Base |  | HPWH in Exterior Closet with Elec Base | SCG | SCE | CZ15 | 1992-2010 | CARE | Mixed-fuel | Mixed-fuel | 1048.3 | -0.0643 | 3829.2347 | 6287.0748 | 372.9252 | 289.7709 | 232.2795 | N/A | 6526.7816 | 6951.5038 | 1.0381 | 1.1057 | 5231.7085 | 5571.8391 | 0.83214 | 0.88624 | N/A | N/A | N/A | N/A | 13.2147 | 16.4855 | N/A | 6660 | 1.0593 | 0.07815 | 0.06967 | 12302.5 | 56.7823 | 3002.8084 | 1.1217 | 85780.8 | 11254.2
HPWH_TankOutside_Elec Base | HPWH in Exterior Closet with Elec Base |  | HPWH in Exterior Closet with Elec Base | PGE | PGE | CZ16 | 1992-2010 | CARE | Mixed-fuel | Mixed-fuel | 1336.79 | -0.504 | 3829.2347 | 6287.0748 | 1721.5752 | 382.3318 | 380.4145 | N/A | 8709.6969 | 9151.3834 | 1.3853 | 1.4556 | 8665.9863 | 9105.3733 | 1.3784 | 1.4483 | N/A | N/A | N/A | N/A | 10.0155 | 10.066 | N/A | 8008.65 | 1.2738 | 0.07764 | 0.023119 | 7312.87 | 462.505 | 2505.3826 | 3.3582 | 106526.7 | 5976.08
HPWH_TankInside_NotDucted_Elec Base | HPWH in interior closet, not ducted with Elec Base |  | HPWH in interior closet, not ducted with Elec Base | PGE | PGE | CZ01 | Pre1978 | Std | Mixed-fuel | Mixed-fuel | 1783.74 | -68.542 | 3829.2347 | 6287.0748 | -2823.8748 | 612.791 | 690.1024 | N/A | 12760.708 | 10519.2618 | 2.0297 | 1.6732 | 14523.2842 | 12374.5605 | 2.31 | 1.9683 | N/A | N/A | N/A | N/A | 6.2488 | 5.5488 | N/A | 3463.2 | 0.55084 | -0.26097 | -0.048184 | 7200.79 | 812.541 | 4624.3145 | 5.4161 | 149317.2 | 5417.05
HPWH_TankInside_NotDucted_Elec Base | HPWH in interior closet, not ducted with Elec Base |  | HPWH in interior closet, not ducted with Elec Base | PGE | PGE | CZ02 | Pre1978 | Std | Mixed-fuel | Mixed-fuel | 1667.2 | -41.646 | 3829.2347 | 6287.0748 | -775.9248 | 635.461 | 628.5394 | N/A | 13740.4636 | 12664.9526 | 2.1855 | 2.0144 | 13582.6613 | 12498.8488 | 2.1604 | 1.988 | N/A | N/A | N/A | N/A | 6.0259 | 6.0923 | N/A | 5511.15 | 0.87658 | -0.12082 | -0.037949 | 7317.95 | 431.98 | 3741.7283 | 3.1838 | 103346.55 | 5650.75
HPWH_TankInside_NotDucted_Elec Base | HPWH in interior closet, not ducted with Elec Base |  | HPWH in interior closet, not ducted with Elec Base | PGE | PGE | CZ03 | Pre1978 | Std | Mixed-fuel | Mixed-fuel | 1568.48 | -37.321 | 3829.2347 | 6287.0748 | -709.3248 | 595.215 | 645.458 | N/A | 12912.8695 | 12010.3632 | 2.0539 | 1.9103 | 14058.3294 | 13216.0815 | 2.2361 | 2.1021 | N/A | N/A | N/A | N/A | 6.4334 | 5.9326 | N/A | 5577.75 | 0.88718 | -0.09773 | -0.03801 | 6574.2 | 336.215 | 3241.2053 | 2.5712 | 87112.8 | 5005.72
HPWH_TankInside_NotDucted_Elec Base | HPWH in interior closet, not ducted with Elec Base |  | HPWH in interior closet, not ducted with Elec Base | PGE | PGE | CZ04 | Pre1978 | Std | Mixed-fuel | Mixed-fuel | 1742.38 | -36.878 | 3829.2347 | 6287.0748 | 372.9252 | 680.0024 | 700.7021 | N/A | 14839.0214 | 14021.3142 | 2.3602 | 2.2302 | 15310.9395 | 14518.0582 | 2.4353 | 2.3092 | N/A | N/A | N/A | N/A | 5.6312 | 5.4649 | N/A | 6660 | 1.0593 | -0.09173 | -0.029529 | 9307.18 | 407.207 | 4690.5853 | 3.1065 | 112903.65 | 7564.8
HPWH_TankInside_NotDucted_Elec Base | HPWH in interior closet, not ducted with Elec Base |  | HPWH in interior closet, not ducted with Elec Base | CPAU | CPAU | CZ04 | Pre1978 | Std | Mixed-fuel | Mixed-fuel | 1742.38 | -36.878 | 3829.2347 | 6287.0748 | 372.9252 | 351.1774 | 351.1774 | N/A | 7428.8414 | 6429.5543 | 1.1816 | 1.0227 | 7428.8414 | 6429.5543 | 1.1816 | 1.0227 | N/A | N/A | N/A | N/A | 10.904 | 10.904 | N/A | 6660 | 1.0593 | -0.09173 | -0.029529 | 9307.18 | 407.207 | 2916.6445 | 3.1065 | 112903.65 | 7564.8
HPWH_TankInside_NotDucted_Elec Base | HPWH in interior closet, not ducted with Elec Base |  | HPWH in interior closet, not ducted with Elec Base | PGE | PGE | CZ05 | Pre1978 | Std | Mixed-fuel | Mixed-fuel | 1574.51 | -41.071 | 3829.2347 | 6287.0748 | -1208.8248 | 589.7175 | 642.0756 | N/A | 12729.5871 | 11677.9377 | 2.0247 | 1.8575 | 13923.2682 | 12934.414 | 2.2146 | 2.0573 | N/A | N/A | N/A | N/A | 6.4933 | 5.9638 | N/A | 5078.25 | 0.80773 | -0.11813 | -0.048404 | 6586.85 | 314.16 | 3183.7977 | 2.4405 | 83849.4 | 5012.34
HPWH_TankInside_NotDucted_Elec Base | HPWH in interior closet, not ducted with Elec Base |  | HPWH in interior closet, not ducted with Elec Base | SCG | PGE | CZ05 | Pre1978 | Std | Mixed-fuel | Mixed-fuel | 1574.51 | -41.071 | 3829.2347 | 6287.0748 | -1208.8248 | 603.6335 | 655.9916 | N/A | 13148.923 | 12365.0572 | 2.0914 | 1.9667 | 14342.6041 | 13621.5335 | 2.2813 | 2.1666 | N/A | N/A | N/A | N/A | 6.3436 | 5.8373 | N/A | 5078.25 | 0.80773 | -0.11813 | -0.048404 | 6586.85 | 314.16 | 3122.3123 | 2.4405 | 83849.4 | 5012.34
HPWH_TankInside_NotDucted_Elec Base | HPWH in interior closet, not ducted with Elec Base |  | HPWH in interior closet, not ducted with Elec Base | SCG | SCE | CZ06 | Pre1978 | Std | Mixed-fuel | Mixed-fuel | 1683.4 | -15.932 | 3829.2347 | 6287.0748 | 2320.9752 | 677.481 | 566.2816 | N/A | 15052.2129 | 15560.8495 | 2.3942 | 2.4751 | 12547.2941 | 12892.3147 | 1.9957 | 2.0506 | N/A | N/A | N/A | N/A | 5.6522 | 6.7621 | N/A | 8608.05 | 1.3692 | 0.02613 | 0.021428 | 7055.6 | 109.051 | 2679.6307 | 1.2195 | 60206.4 | 5372.2
HPWH_TankInside_NotDucted_Elec Base | HPWH in interior closet, not ducted with Elec Base |  | HPWH in interior closet, not ducted with Elec Base | SDGE | SDGE | CZ07 | Pre1978 | Std | Mixed-fuel | Mixed-fuel | 1689.39 | -14.6115 | 3829.2347 | 6287.0748 | 2703.9252 | 945.0005 | 1051.1257 | N/A | 22657.6391 | 21755.2669 | 3.6038 | 3.4603 | 25226.336 | 24302.0305 | 4.0124 | 3.8654 | N/A | N/A | N/A | N/A | 4.0521 | 3.643 | N/A | 8991 | 1.4301 | 0.03432 | 0.029492 | 7388.75 | 97.4705 | 3902.7717 | 1.1637 | 62221.05 | 5699.36
HPWH_TankInside_NotDucted_Elec Base | HPWH in interior closet, not ducted with Elec Base |  | HPWH in interior closet, not ducted with Elec Base | SCG | SCE | CZ08 | Pre1978 | Std | Mixed-fuel | Mixed-fuel | 1719.53 | -16.819 | 3829.2347 | 6287.0748 | 2554.0752 | 686.4732 | 716.941 | N/A | 15237.6555 | 15719.5319 | 2.4236 | 2.5003 | 15923.9856 | 16450.6917 | 2.5328 | 2.6166 | N/A | N/A | N/A | N/A | 5.5781 | 5.3411 | N/A | 8841.15 | 1.4062 | 0.0223 | 0.01583 | 9864.2 | 124.723 | 3981.5082 | 1.4087 | 78404.85 | 8144.67
HPWH_TankInside_NotDucted_Elec Base | HPWH in interior closet, not ducted with Elec Base |  | HPWH in interior closet, not ducted with Elec Base | SCG | SCE | CZ09 | Pre1978 | Std | Mixed-fuel | Mixed-fuel | 1711.86 | -16.966 | 3829.2347 | 6287.0748 | 2487.4752 | 685.816 | 625.1974 | N/A | 15222.0044 | 15700.937 | 2.4212 | 2.4973 | 13856.4903 | 14246.2304 | 2.204 | 2.266 | N/A | N/A | N/A | N/A | 5.5835 | 6.1248 | N/A | 8774.55 | 1.3956 | 0.02204 | 0.013657 | 9730.7 | 157.936 | 3911.5009 | 1.6138 | 82550.7 | 8018.84
HPWH_TankInside_NotDucted_Elec Base | HPWH in interior closet, not ducted with Elec Base |  | HPWH in interior closet, not ducted with Elec Base | SCG | SCE | CZ10 | Pre1978 | Std | Mixed-fuel | Mixed-fuel | 1706.61 | -18.015 | 3829.2347 | 6287.0748 | 2320.9752 | 679.2608 | 664.9586 | N/A | 15063.899 | 15508.7948 | 2.396 | 2.4668 | 14741.7226 | 15165.5745 | 2.3448 | 2.4122 | N/A | N/A | N/A | N/A | 5.6374 | 5.7586 | N/A | 8608.05 | 1.3692 | 0.01484 | 0.0090364 | 11004.6 | 156.916 | 4431.6478 | 1.6422 | 89244 | 9297.99
HPWH_TankInside_NotDucted_Elec Base | HPWH in interior closet, not ducted with Elec Base |  | HPWH in interior closet, not ducted with Elec Base | SDGE | SDGE | CZ10 | Pre1978 | Std | Mixed-fuel | Mixed-fuel | 1706.61 | -18.015 | 3829.2347 | 6287.0748 | 2320.9752 | 931.9258 | 1420.2639 | N/A | 22272.8566 | 21149.0746 | 3.5426 | 3.3639 | 34092.7896 | 32868.0808 | 5.4227 | 5.2279 | N/A | N/A | N/A | N/A | 4.1089 | 2.6961 | N/A | 8608.05 | 1.3692 | 0.01484 | 0.0090364 | 11004.6 | 156.916 | 6279.6131 | 1.6422 | 89244 | 9297.99
HPWH_TankInside_NotDucted_Elec Base | HPWH in interior closet, not ducted with Elec Base |  | HPWH in interior closet, not ducted with Elec Base | PGE | PGE | CZ11 | Pre1978 | Std | Mixed-fuel | Mixed-fuel | 1682.4 | -31.541 | 3829.2347 | 6287.0748 | 672.6252 | 659.4837 | 788.1916 | N/A | 14453.3319 | 13812.991 | 2.2989 | 2.197 | 17387.6657 | 16901.6892 | 2.7656 | 2.6883 | N/A | N/A | N/A | N/A | 5.8064 | 4.8583 | N/A | 6959.7 | 1.107 | -0.06246 | -0.018521 | 13013.7 | 425.589 | 6429.8134 | 3.3723 | 137612.25 | 11331.3
HPWH_TankInside_NotDucted_Elec Base | HPWH in interior closet, not ducted with Elec Base |  | HPWH in interior closet, not ducted with Elec Base | PGE | PGE | CZ12 | Pre1978 | Std | Mixed-fuel | Mixed-fuel | 1745.79 | -33.95 | 3829.2347 | 6287.0748 | 639.3252 | 686.892 | 664.3449 | N/A | 15037.723 | 14330.6901 | 2.3918 | 2.2794 | 14523.6856 | 13789.6111 | 2.3101 | 2.1933 | N/A | N/A | N/A | N/A | 5.5747 | 5.7639 | N/A | 6926.4 | 1.1017 | -0.07474 | -0.023379 | 9960.86 | 415.25 | 4972.1255 | 3.1969 | 118248.3 | 8215.07
HPWH_TankInside_NotDucted_Elec Base | HPWH in interior closet, not ducted with Elec Base |  | HPWH in interior closet, not ducted with Elec Base | PGE | SMUD | CZ12 | Pre1978 | Std | Mixed-fuel | Mixed-fuel | 1745.79 | -33.95 | 3829.2347 | 6287.0748 | 639.3252 | 160.782 | 160.782 | N/A | 3043.2598 | 1705.2427 | 0.48405 | 0.27123 | 3043.2598 | 1705.2427 | 0.48405 | 0.27123 | N/A | N/A | N/A | N/A | 23.8163 | 23.8163 | N/A | 6926.4 | 1.1017 | -0.07474 | -0.023379 | 9960.86 | 415.25 | 2731.2492 | 3.1969 | 118248.3 | 8215.07
HPWH_TankInside_NotDucted_Elec Base | HPWH in interior closet, not ducted with Elec Base |  | HPWH in interior closet, not ducted with Elec Base | PGE | PGE | CZ13 | Pre1978 | Std | Mixed-fuel | Mixed-fuel | 1679.4 | -26.26 | 3829.2347 | 6287.0748 | 1272.0252 | 672.9094 | 886.5191 | N/A | 14876.4047 | 14539.9499 | 2.3662 | 2.3127 | 19746.3644 | 19666.1002 | 3.1408 | 3.128 | N/A | N/A | N/A | N/A | 5.6906 | 4.3194 | N/A | 7559.1 | 1.2023 | -0.03251 | -0.011934 | 14282.9 | 308.663 | 6746.4872 | 2.7241 | 131634.9 | 12603.5
HPWH_TankInside_NotDucted_Elec Base | HPWH in interior closet, not ducted with Elec Base |  | HPWH in interior closet, not ducted with Elec Base | SCG | SCE | CZ14 | Pre1978 | Std | Mixed-fuel | Mixed-fuel | 1664.8 | -31.595 | 3829.2347 | 6287.0748 | 306.3252 | 625.8209 | 766.7032 | N/A | 13577.2879 | 13282.8595 | 2.1596 | 2.1127 | 16750.8539 | 16663.7162 | 2.6643 | 2.6505 | N/A | N/A | N/A | N/A | 6.1187 | 4.9944 | N/A | 6593.4 | 1.0487 | -0.06503 | -0.019862 | 12322.5 | 419.833 | 5532.7098 | 3.274 | 130819.05 | 10657.7
HPWH_TankInside_NotDucted_Elec Base | HPWH in interior closet, not ducted with Elec Base |  | HPWH in interior closet, not ducted with Elec Base | SDGE | SDGE | CZ14 | Pre1978 | Std | Mixed-fuel | Mixed-fuel | 1664.8 | -31.595 | 3829.2347 | 6287.0748 | 306.3252 | 847.8367 | 1365.5491 | N/A | 20021.2723 | 18205.4486 | 3.1845 | 2.8957 | 32552.1933 | 30629.3718 | 5.1776 | 4.8718 | N/A | N/A | N/A | N/A | 4.5165 | 2.8042 | N/A | 6593.4 | 1.0487 | -0.06503 | -0.019862 | 12322.5 | 419.833 | 7534.0451 | 3.274 | 130819.05 | 10657.7
HPWH_TankInside_NotDucted_Elec Base | HPWH in interior closet, not ducted with Elec Base |  | HPWH in interior closet, not ducted with Elec Base | SCG | SCE | CZ15 | Pre1978 | Std | Mixed-fuel | Mixed-fuel | 1461.9 | -6.7148 | 3829.2347 | 6287.0748 | 2187.7752 | 594.4943 | 1035.3547 | N/A | 13300.5225 | 13962.0216 | 2.1155 | 2.2208 | 23231.5024 | 24541.6726 | 3.6951 | 3.9035 | N/A | N/A | N/A | N/A | 6.4412 | 3.6985 | N/A | 8474.85 | 1.348 | 0.06708 | 0.042849 | 21225.3 | 83.4367 | 8416.8488 | 1.5655 | 140908.95 | 19763.4
HPWH_TankInside_NotDucted_Elec Base | HPWH in interior closet, not ducted with Elec Base |  | HPWH in interior closet, not ducted with Elec Base | PGE | PGE | CZ16 | Pre1978 | Std | Mixed-fuel | Mixed-fuel | 2119.51 | -43.682 | 3829.2347 | 6287.0748 | 1904.7252 | 818.1661 | 806.2867 | N/A | 17862.8826 | 16900.808 | 2.8412 | 2.6882 | 17592.051 | 16615.7289 | 2.7981 | 2.6428 | N/A | N/A | N/A | N/A | 4.6803 | 4.7492 | N/A | 8191.8 | 1.303 | -0.0917 | -0.014554 | 8393.95 | 949.56 | 5414.5555 | 6.3007 | 174208.95 | 6274.44
HPWH_TankInside_NotDucted_Elec Base | HPWH in interior closet, not ducted with Elec Base |  | HPWH in interior closet, not ducted with Elec Base | PGE | PGE | CZ01 | 1978-1991 | Std | Mixed-fuel | Mixed-fuel | 1780.19 | -65.466 | 3829.2347 | 6287.0748 | -2474.2248 | 619.1197 | 679.3269 | N/A | 12963.2058 | 10872.5537 | 2.0619 | 1.7294 | 14335.834 | 12317.3908 | 2.2802 | 1.9592 | N/A | N/A | N/A | N/A | 6.185 | 5.6368 | N/A | 3812.85 | 0.60646 | -0.24336 | -0.055326 | 7038.15 | 642.198 | 4134.4968 | 4.3987 | 127156.05 | 5257.96
HPWH_TankInside_NotDucted_Elec Base | HPWH in interior closet, not ducted with Elec Base |  | HPWH in interior closet, not ducted with Elec Base | PGE | PGE | CZ02 | 1978-1991 | Std | Mixed-fuel | Mixed-fuel | 1624.96 | -38.981 | 3829.2347 | 6287.0748 | -592.7748 | 625.4082 | 604.2824 | N/A | 13587.8083 | 12688.5053 | 2.1612 | 2.0182 | 13106.1732 | 12181.5332 | 2.0846 | 1.9376 | N/A | N/A | N/A | N/A | 6.1228 | 6.3368 | N/A | 5694.3 | 0.90572 | -0.10606 | -0.041258 | 6870.56 | 332.594 | 3282.2955 | 2.5707 | 88261.65 | 5245.6
HPWH_TankInside_NotDucted_Elec Base | HPWH in interior closet, not ducted with Elec Base |  | HPWH in interior closet, not ducted with Elec Base | PGE | PGE | CZ03 | 1978-1991 | Std | Mixed-fuel | Mixed-fuel | 1560.16 | -36.439 | 3829.2347 | 6287.0748 | -642.7248 | 596.3136 | 636.4417 | N/A | 12975.6825 | 12167.3997 | 2.0639 | 1.9353 | 13890.5404 | 13130.3849 | 2.2094 | 2.0885 | N/A | N/A | N/A | N/A | 6.4215 | 6.0166 | N/A | 5644.35 | 0.89777 | -0.0925 | -0.044659 | 6448.24 | 253.446 | 2987.3177 | 2.0712 | 75774.15 | 4888.08
HPWH_TankInside_NotDucted_Elec Base | HPWH in interior closet, not ducted with Elec Base |  | HPWH in interior closet, not ducted with Elec Base | PGE | PGE | CZ04 | 1978-1991 | Std | Mixed-fuel | Mixed-fuel | 1738.97 | -34.518 | 3829.2347 | 6287.0748 | 672.6252 | 690.4958 | 674.077 | N/A | 15156.1631 | 14542.6937 | 2.4107 | 2.3131 | 14781.8402 | 14148.679 | 2.3511 | 2.2504 | N/A | N/A | N/A | N/A | 5.5456 | 5.6807 | N/A | 6959.7 | 1.107 | -0.07726 | -0.031151 | 8341.43 | 308.038 | 3982.9374 | 2.4802 | 94572 | 6602.46
HPWH_TankInside_NotDucted_Elec Base | HPWH in interior closet, not ducted with Elec Base |  | HPWH in interior closet, not ducted with Elec Base | CPAU | CPAU | CZ04 | 1978-1991 | Std | Mixed-fuel | Mixed-fuel | 1738.97 | -34.518 | 3829.2347 | 6287.0748 | 672.6252 | 356.1417 | 356.1417 | N/A | 7584.602 | 6696.0186 | 1.2064 | 1.065 | 7584.602 | 6696.0186 | 1.2064 | 1.065 | N/A | N/A | N/A | N/A | 10.752 | 10.752 | N/A | 6959.7 | 1.107 | -0.07726 | -0.031151 | 8341.43 | 308.038 | 2443.3339 | 2.4802 | 94572 | 6602.46
HPWH_TankInside_NotDucted_Elec Base | HPWH in interior closet, not ducted with Elec Base |  | HPWH in interior closet, not ducted with Elec Base | PGE | PGE | CZ05 | 1978-1991 | Std | Mixed-fuel | Mixed-fuel | 1571.12 | -38.625 | 3829.2347 | 6287.0748 | -942.4248 | 599.1171 | 640.1691 | N/A | 13023.1896 | 12177.905 | 2.0714 | 1.937 | 13959.1097 | 13163.0604 | 2.2203 | 2.0937 | N/A | N/A | N/A | N/A | 6.3915 | 5.9816 | N/A | 5344.65 | 0.8501 | -0.10347 | -0.052913 | 6465.53 | 233.75 | 2942.5714 | 1.9555 | 72943.65 | 4894.41
HPWH_TankInside_NotDucted_Elec Base | HPWH in interior closet, not ducted with Elec Base |  | HPWH in interior closet, not ducted with Elec Base | SCG | PGE | CZ05 | 1978-1991 | Std | Mixed-fuel | Mixed-fuel | 1571.12 | -38.625 | 3829.2347 | 6287.0748 | -942.4248 | 616.5448 | 657.5968 | N/A | 13548.3437 | 13038.4172 | 2.155 | 2.0738 | 14484.2638 | 14023.5726 | 2.3038 | 2.2305 | N/A | N/A | N/A | N/A | 6.2108 | 5.8231 | N/A | 5344.65 | 0.8501 | -0.10347 | -0.052913 | 6465.53 | 233.75 | 2918.6372 | 1.9555 | 72943.65 | 4894.41
HPWH_TankInside_NotDucted_Elec Base | HPWH in interior closet, not ducted with Elec Base |  | HPWH in interior closet, not ducted with Elec Base | SCG | SCE | CZ06 | 1978-1991 | Std | Mixed-fuel | Mixed-fuel | 1639.21 | -13.8357 | 3829.2347 | 6287.0748 | 2370.9252 | 660.8005 | 529.5499 | N/A | 14703.2299 | 15249.8577 | 2.3386 | 2.4256 | 11746.6299 | 12100.1387 | 1.8684 | 1.9246 | N/A | N/A | N/A | N/A | 5.7948 | 7.2311 | N/A | 8658 | 1.3771 | 0.037178 | 0.035927 | 6582.27 | 81.1418 | 2409.7805 | 1.0348 | 53929.35 | 4943.06
HPWH_TankInside_NotDucted_Elec Base | HPWH in interior closet, not ducted with Elec Base |  | HPWH in interior closet, not ducted with Elec Base | SDGE | SDGE | CZ07 | 1978-1991 | Std | Mixed-fuel | Mixed-fuel | 1677.55 | -12.8286 | 3829.2347 | 6287.0748 | 2837.1252 | 943.9855 | 993.1821 | N/A | 22658.3104 | 21838.9433 | 3.604 | 3.4736 | 23849.0851 | 23019.5504 | 3.7934 | 3.6614 | N/A | N/A | N/A | N/A | 4.0565 | 3.8555 | N/A | 9124.2 | 1.4513 | 0.044691 | 0.044572 | 6870.32 | 73.68 | 3497.2607 | 1.0027 | 55894.05 | 5192.77
HPWH_TankInside_NotDucted_Elec Base | HPWH in interior closet, not ducted with Elec Base |  | HPWH in interior closet, not ducted with Elec Base | SCG | SCE | CZ08 | 1978-1991 | Std | Mixed-fuel | Mixed-fuel | 1717.67 | -15.3408 | 3829.2347 | 6287.0748 | 2753.8752 | 689.0205 | 665.5036 | N/A | 15314.565 | 15845.81 | 2.4359 | 2.5204 | 14784.8157 | 15281.4586 | 2.3516 | 2.4306 | N/A | N/A | N/A | N/A | 5.5575 | 5.7539 | N/A | 9040.95 | 1.438 | 0.03161 | 0.026516 | 8907.32 | 93.2702 | 3500.3372 | 1.1921 | 69014.25 | 7189.65
HPWH_TankInside_NotDucted_Elec Base | HPWH in interior closet, not ducted with Elec Base |  | HPWH in interior closet, not ducted with Elec Base | SCG | SCE | CZ09 | 1978-1991 | Std | Mixed-fuel | Mixed-fuel | 1704.06 | -15.83 | 3829.2347 | 6287.0748 | 2604.0252 | 684.4093 | 572.1056 | N/A | 15205.0221 | 15716.2399 | 2.4185 | 2.4998 | 12675.2294 | 13021.2064 | 2.0161 | 2.0711 | N/A | N/A | N/A | N/A | 5.5949 | 6.6932 | N/A | 8891.1 | 1.4142 | 0.02933 | 0.021697 | 8783.76 | 119.219 | 3417.6162 | 1.3518 | 72127.8 | 7079.7
HPWH_TankInside_NotDucted_Elec Base | HPWH in interior closet, not ducted with Elec Base |  | HPWH in interior closet, not ducted with Elec Base | SCG | SCE | CZ10 | 1978-1991 | Std | Mixed-fuel | Mixed-fuel | 1699.14 | -16.842 | 3829.2347 | 6287.0748 | 2437.5252 | 677.8161 | 592.5222 | N/A | 15046.4265 | 15524.4053 | 2.3932 | 2.4693 | 13125.0671 | 13477.5467 | 2.0876 | 2.1437 | N/A | N/A | N/A | N/A | 5.6494 | 6.4626 | N/A | 8724.6 | 1.3877 | 0.02227 | 0.01629 | 9770.39 | 117.077 | 3812.5455 | 1.3671 | 77189.4 | 8071.25
HPWH_TankInside_NotDucted_Elec Base | HPWH in interior closet, not ducted with Elec Base |  | HPWH in interior closet, not ducted with Elec Base | SDGE | SDGE | CZ10 | 1978-1991 | Std | Mixed-fuel | Mixed-fuel | 1699.14 | -16.842 | 3829.2347 | 6287.0748 | 2437.5252 | 930.7115 | 1269.0793 | N/A | 22267.4897 | 21222.775 | 3.5418 | 3.3756 | 30457.4816 | 29342.835 | 4.8445 | 4.6672 | N/A | N/A | N/A | N/A | 4.1143 | 3.0173 | N/A | 8724.6 | 1.3877 | 0.02227 | 0.01629 | 9770.39 | 117.077 | 5403.6525 | 1.3671 | 77189.4 | 8071.25
HPWH_TankInside_NotDucted_Elec Base | HPWH in interior closet, not ducted with Elec Base |  | HPWH in interior closet, not ducted with Elec Base | PGE | PGE | CZ11 | 1978-1991 | Std | Mixed-fuel | Mixed-fuel | 1681.29 | -30.551 | 3829.2347 | 6287.0748 | 822.4752 | 663.7246 | 706.8602 | N/A | 14584.9004 | 14035.4538 | 2.3198 | 2.2324 | 15568.3235 | 15070.6111 | 2.4762 | 2.3971 | N/A | N/A | N/A | N/A | 5.7693 | 5.4172 | N/A | 7109.55 | 1.1308 | -0.05587 | -0.020894 | 11389.6 | 318.734 | 5385.6325 | 2.6739 | 114385.5 | 9708.31
HPWH_TankInside_NotDucted_Elec Base | HPWH in interior closet, not ducted with Elec Base |  | HPWH in interior closet, not ducted with Elec Base | PGE | PGE | CZ12 | 1978-1991 | Std | Mixed-fuel | Mixed-fuel | 1753.26 | -32.296 | 3829.2347 | 6287.0748 | 922.3752 | 700.1316 | 633.6423 | N/A | 15401.2618 | 14861.8764 | 2.4497 | 2.3639 | 13885.412 | 13266.2833 | 2.2086 | 2.1101 | N/A | N/A | N/A | N/A | 5.4693 | 6.0432 | N/A | 7209.45 | 1.1467 | -0.0641 | -0.02493 | 8921.04 | 317.283 | 4232.8773 | 2.5712 | 99517.05 | 7167.78
HPWH_TankInside_NotDucted_Elec Base | HPWH in interior closet, not ducted with Elec Base |  | HPWH in interior closet, not ducted with Elec Base | PGE | SMUD | CZ12 | 1978-1991 | Std | Mixed-fuel | Mixed-fuel | 1753.26 | -32.296 | 3829.2347 | 6287.0748 | 922.3752 | 171.8233 | 171.8233 | N/A | 3356.6801 | 2183.6739 | 0.5339 | 0.34733 | 3356.6801 | 2183.6739 | 0.5339 | 0.34733 | N/A | N/A | N/A | N/A | 22.2859 | 22.2859 | N/A | 7209.45 | 1.1467 | -0.0641 | -0.02493 | 8921.04 | 317.283 | 2301.0048 | 2.5712 | 99517.05 | 7167.78
HPWH_TankInside_NotDucted_Elec Base | HPWH in interior closet, not ducted with Elec Base |  | HPWH in interior closet, not ducted with Elec Base | PGE | PGE | CZ13 | 1978-1991 | Std | Mixed-fuel | Mixed-fuel | 1680.5 | -24.344 | 3829.2347 | 6287.0748 | 1538.4252 | 678.0109 | 789.8896 | N/A | 15024.6844 | 14773.001 | 2.3898 | 2.3497 | 17575.3391 | 17457.8362 | 2.7955 | 2.7768 | N/A | N/A | N/A | N/A | 5.6477 | 4.8478 | N/A | 7825.5 | 1.2447 | -0.02092 | -0.0094412 | 12437.4 | 235.129 | 5686.7832 | 2.2158 | 111055.5 | 10756.9
HPWH_TankInside_NotDucted_Elec Base | HPWH in interior closet, not ducted with Elec Base |  | HPWH in interior closet, not ducted with Elec Base | SCG | SCE | CZ14 | 1978-1991 | Std | Mixed-fuel | Mixed-fuel | 1666.81 | -29.49 | 3829.2347 | 6287.0748 | 589.3752 | 632.6323 | 673.7013 | N/A | 13773.3793 | 13588.6277 | 2.1907 | 2.1614 | 14698.5155 | 14574.1919 | 2.3379 | 2.3181 | N/A | N/A | N/A | N/A | 6.0529 | 5.6839 | N/A | 6876.45 | 1.0937 | -0.05202 | -0.02019 | 10836.1 | 310.876 | 4641.1096 | 2.5765 | 108374.85 | 9169.29
HPWH_TankInside_NotDucted_Elec Base | HPWH in interior closet, not ducted with Elec Base |  | HPWH in interior closet, not ducted with Elec Base | SDGE | SDGE | CZ14 | 1978-1991 | Std | Mixed-fuel | Mixed-fuel | 1666.81 | -29.49 | 3829.2347 | 6287.0748 | 589.3752 | 840.7461 | 1186.3773 | N/A | 19882.6236 | 18176.4408 | 3.1625 | 2.8911 | 28248.4233 | 26470.8075 | 4.4931 | 4.2104 | N/A | N/A | N/A | N/A | 4.5546 | 3.2277 | N/A | 6876.45 | 1.0937 | -0.05202 | -0.02019 | 10836.1 | 310.876 | 6329.8218 | 2.5765 | 108374.85 | 9169.29
HPWH_TankInside_NotDucted_Elec Base | HPWH in interior closet, not ducted with Elec Base |  | HPWH in interior closet, not ducted with Elec Base | SCG | SCE | CZ15 | 1978-1991 | Std | Mixed-fuel | Mixed-fuel | 1462.7 | -5.7184 | 3829.2347 | 6287.0748 | 2320.9752 | 596.2704 | 828.403 | N/A | 13353.748 | 14048.7386 | 2.124 | 2.2345 | 18582.85 | 19619.3947 | 2.9557 | 3.1206 | N/A | N/A | N/A | N/A | 6.422 | 4.6224 | N/A | 8608.05 | 1.3692 | 0.07318 | 0.054197 | 17965.4 | 64.4143 | 6967.1153 | 1.3502 | 119530.35 | 16502.7
HPWH_TankInside_NotDucted_Elec Base | HPWH in interior closet, not ducted with Elec Base |  | HPWH in interior closet, not ducted with Elec Base | PGE | PGE | CZ16 | 1978-1991 | Std | Mixed-fuel | Mixed-fuel | 2116.8 | -39.594 | 3829.2347 | 6287.0748 | 2420.8752 | 827.2985 | 787.2983 | N/A | 18145.6587 | 17377.9814 | 2.8862 | 2.7641 | 17233.7177 | 16418.0667 | 2.7411 | 2.6114 | N/A | N/A | N/A | N/A | 4.6286 | 4.8638 | N/A | 8707.95 | 1.3851 | -0.06703 | -0.013052 | 7869.28 | 757.403 | 4689.5751 | 5.1358 | 146936.25 | 5752.48
HPWH_TankInside_NotDucted_Elec Base | HPWH in interior closet, not ducted with Elec Base |  | HPWH in interior closet, not ducted with Elec Base | PGE | PGE | CZ01 | 1992-2010 | Std | Mixed-fuel | Mixed-fuel | 1792.43 | -53.133 | 3829.2347 | 6287.0748 | -909.1248 | 655.7391 | 688.3161 | N/A | 14027.2981 | 12544.4516 | 2.2311 | 1.9953 | 14770.0017 | 13326.2261 | 2.3493 | 2.1196 | N/A | N/A | N/A | N/A | 5.8396 | 5.5632 | N/A | 5377.95 | 0.8554 | -0.17046 | -0.061959 | 6792.33 | 365.701 | 3357.8426 | 2.7512 | 91475.1 | 4999.9
HPWH_TankInside_NotDucted_Elec Base | HPWH in interior closet, not ducted with Elec Base |  | HPWH in interior closet, not ducted with Elec Base | PGE | PGE | CZ02 | 1992-2010 | Std | Mixed-fuel | Mixed-fuel | 1533.66 | -37.562 | 3829.2347 | 6287.0748 | -942.4248 | 586.1529 | 555.4561 | N/A | 12745.4486 | 11928.4535 | 2.0272 | 1.8973 | 12045.6098 | 11191.7989 | 1.9159 | 1.7801 | N/A | N/A | N/A | N/A | 6.5328 | 6.8939 | N/A | 5344.65 | 0.8501 | -0.1024 | -0.046128 | 6534.96 | 277.753 | 2987.8913 | 2.2199 | 79187.4 | 5001.3
HPWH_TankInside_NotDucted_Elec Base | HPWH in interior closet, not ducted with Elec Base |  | HPWH in interior closet, not ducted with Elec Base | PGE | PGE | CZ03 | 1992-2010 | Std | Mixed-fuel | Mixed-fuel | 1541.65 | -35.467 | 3829.2347 | 6287.0748 | -642.7248 | 593.6178 | 627.9415 | N/A | 12961.333 | 12265.7029 | 2.0616 | 1.9509 | 13743.8591 | 13089.3948 | 2.186 | 2.082 | N/A | N/A | N/A | N/A | 6.4507 | 6.0981 | N/A | 5644.35 | 0.89777 | -0.08811 | -0.047913 | 6367.74 | 215.873 | 2863.1508 | 1.8389 | 70312.95 | 4826.09
HPWH_TankInside_NotDucted_Elec Base | HPWH in interior closet, not ducted with Elec Base |  | HPWH in interior closet, not ducted with Elec Base | PGE | PGE | CZ04 | 1992-2010 | Std | Mixed-fuel | Mixed-fuel | 1626.26 | -31.517 | 3829.2347 | 6287.0748 | 489.4752 | 647.37 | 605.1411 | N/A | 14242.2657 | 13747.5516 | 2.2653 | 2.1866 | 13279.5133 | 12734.1524 | 2.1122 | 2.0254 | N/A | N/A | N/A | N/A | 5.9151 | 6.3278 | N/A | 6776.55 | 1.0779 | -0.06289 | -0.029787 | 7020.68 | 255.645 | 3200.9296 | 2.1113 | 79903.35 | 5394.42
HPWH_TankInside_NotDucted_Elec Base | HPWH in interior closet, not ducted with Elec Base |  | HPWH in interior closet, not ducted with Elec Base | CPAU | CPAU | CZ04 | 1992-2010 | Std | Mixed-fuel | Mixed-fuel | 1626.26 | -31.517 | 3829.2347 | 6287.0748 | 489.4752 | 349.4473 | 349.4473 | N/A | 7586.8653 | 7071.2639 | 1.2067 | 1.1247 | 7586.8653 | 7071.2639 | 1.2067 | 1.1247 | N/A | N/A | N/A | N/A | 10.958 | 10.958 | N/A | 6776.55 | 1.0779 | -0.06289 | -0.029787 | 7020.68 | 255.645 | 2005.5164 | 2.1113 | 79903.35 | 5394.42
HPWH_TankInside_NotDucted_Elec Base | HPWH in interior closet, not ducted with Elec Base |  | HPWH in interior closet, not ducted with Elec Base | PGE | PGE | CZ05 | 1992-2010 | Std | Mixed-fuel | Mixed-fuel | 1551.85 | -38.872 | 3829.2347 | 6287.0748 | -1058.9748 | 594.7803 | 629.3532 | N/A | 12959.9085 | 12196.9708 | 2.0614 | 1.94 | 13748.1137 | 13026.6407 | 2.1867 | 2.072 | N/A | N/A | N/A | N/A | 6.4381 | 6.0844 | N/A | 5228.1 | 0.83156 | -0.10594 | -0.059982 | 6386.91 | 203.373 | 2842.6186 | 1.7662 | 68498.1 | 4835.06
HPWH_TankInside_NotDucted_Elec Base | HPWH in interior closet, not ducted with Elec Base |  | HPWH in interior closet, not ducted with Elec Base | SCG | PGE | CZ05 | 1992-2010 | Std | Mixed-fuel | Mixed-fuel | 1551.85 | -38.872 | 3829.2347 | 6287.0748 | -1058.9748 | 607.616 | 642.1889 | N/A | 13346.6901 | 12830.7473 | 2.1229 | 2.0408 | 14134.8954 | 13660.4171 | 2.2482 | 2.1728 | N/A | N/A | N/A | N/A | 6.3021 | 5.9628 | N/A | 5228.1 | 0.83156 | -0.10594 | -0.059982 | 6386.91 | 203.373 | 2828.9926 | 1.7662 | 68498.1 | 4835.06
HPWH_TankInside_NotDucted_Elec Base | HPWH in interior closet, not ducted with Elec Base |  | HPWH in interior closet, not ducted with Elec Base | SCG | SCE | CZ06 | 1992-2010 | Std | Mixed-fuel | Mixed-fuel | 1532.55 | -14.8374 | 3829.2347 | 6287.0748 | 1638.3252 | 611.0889 | 463.6202 | N/A | 13571.0842 | 14015.7773 | 2.1586 | 2.2293 | 10249.1511 | 10476.8624 | 1.6302 | 1.6664 | N/A | N/A | N/A | N/A | 6.2662 | 8.2594 | N/A | 7925.4 | 1.2606 | 0.027784 | 0.02867 | 6105.24 | 73.3606 | 2176.5444 | 0.96911 | 50099.85 | 4572.69
HPWH_TankInside_NotDucted_Elec Base | HPWH in interior closet, not ducted with Elec Base |  | HPWH in interior closet, not ducted with Elec Base | SDGE | SDGE | CZ07 | 1992-2010 | Std | Mixed-fuel | Mixed-fuel | 1546.23 | -13.7788 | 3829.2347 | 6287.0748 | 1987.9752 | 855.2793 | 848.1984 | N/A | 20503.004 | 19674.9853 | 3.2611 | 3.1294 | 20331.6134 | 19505.0581 | 3.2339 | 3.1024 | N/A | N/A | N/A | N/A | 4.4772 | 4.5146 | N/A | 8275.05 | 1.3162 | 0.034863 | 0.03706 | 6210.04 | 67.6832 | 3039.6677 | 0.94071 | 50965.65 | 4663.81
HPWH_TankInside_NotDucted_Elec Base | HPWH in interior closet, not ducted with Elec Base |  | HPWH in interior closet, not ducted with Elec Base | SCG | SCE | CZ08 | 1992-2010 | Std | Mixed-fuel | Mixed-fuel | 1619.73 | -15.7761 | 3829.2347 | 6287.0748 | 2104.5252 | 648.1053 | 544.8877 | N/A | 14387.2643 | 14845.1568 | 2.2884 | 2.3612 | 12062.1485 | 12368.1694 | 1.9186 | 1.9672 | N/A | N/A | N/A | N/A | 5.9084 | 7.0276 | N/A | 8391.6 | 1.3347 | 0.02583 | 0.024059 | 7273.37 | 82.2275 | 2745.8886 | 1.0736 | 58358.25 | 5653.64
HPWH_TankInside_NotDucted_Elec Base | HPWH in interior closet, not ducted with Elec Base |  | HPWH in interior closet, not ducted with Elec Base | SCG | SCE | CZ09 | 1992-2010 | Std | Mixed-fuel | Mixed-fuel | 1610.39 | -16.006 | 3829.2347 | 6287.0748 | 2037.9252 | 642.6048 | 458.3144 | N/A | 14261.1279 | 14705.7148 | 2.2683 | 2.339 | 10109.7361 | 10283.1627 | 1.608 | 1.6356 | N/A | N/A | N/A | N/A | 5.9589 | 8.355 | N/A | 8325 | 1.3241 | 0.0257 | 0.021474 | 7213.67 | 102.436 | 2674.3895 | 1.1968 | 60889.05 | 5603.28
HPWH_TankInside_NotDucted_Elec Base | HPWH in interior closet, not ducted with Elec Base |  | HPWH in interior closet, not ducted with Elec Base | SCG | SCE | CZ10 | 1992-2010 | Std | Mixed-fuel | Mixed-fuel | 1596.72 | -16.125 | 3829.2347 | 6287.0748 | 1938.0252 | 632.7084 | 445.1072 | N/A | 14040.2453 | 14475.0555 | 2.2332 | 2.3024 | 9814.275 | 9973.0534 | 1.561 | 1.5863 | N/A | N/A | N/A | N/A | 6.0521 | 8.6029 | N/A | 8225.1 | 1.3083 | 0.0234 | 0.019441 | 7737.28 | 100.653 | 2870.9374 | 1.2036 | 63586.35 | 6140.56
HPWH_TankInside_NotDucted_Elec Base | HPWH in interior closet, not ducted with Elec Base |  | HPWH in interior closet, not ducted with Elec Base | SDGE | SDGE | CZ10 | 1992-2010 | Std | Mixed-fuel | Mixed-fuel | 1596.72 | -16.125 | 3829.2347 | 6287.0748 | 1938.0252 | 871.0501 | 988.4904 | N/A | 20837.408 | 19850.9092 | 3.3143 | 3.1574 | 23679.9818 | 22669.2111 | 3.7665 | 3.6057 | N/A | N/A | N/A | N/A | 4.3961 | 3.8738 | N/A | 8225.1 | 1.3083 | 0.0234 | 0.019441 | 7737.28 | 100.653 | 4076.6127 | 1.2036 | 63586.35 | 6140.56
HPWH_TankInside_NotDucted_Elec Base | HPWH in interior closet, not ducted with Elec Base |  | HPWH in interior closet, not ducted with Elec Base | PGE | PGE | CZ11 | 1992-2010 | Std | Mixed-fuel | Mixed-fuel | 1584.54 | -28.977 | 3829.2347 | 6287.0748 | 456.1752 | 626.1337 | 550.5987 | N/A | 13776.9417 | 13303.079 | 2.1913 | 2.1159 | 12054.8647 | 11490.4099 | 1.9174 | 1.8276 | N/A | N/A | N/A | N/A | 6.1157 | 6.9547 | N/A | 6743.25 | 1.0726 | -0.04974 | -0.022761 | 8745.81 | 254.352 | 3951.4708 | 2.1853 | 90609.3 | 7161.27
HPWH_TankInside_NotDucted_Elec Base | HPWH in interior closet, not ducted with Elec Base |  | HPWH in interior closet, not ducted with Elec Base | PGE | PGE | CZ12 | 1992-2010 | Std | Mixed-fuel | Mixed-fuel | 1648.3 | -30.806 | 3829.2347 | 6287.0748 | 522.7752 | 655.3157 | 547.9195 | N/A | 14409.3998 | 13889.7394 | 2.2919 | 2.2093 | 11960.938 | 11312.4731 | 1.9025 | 1.7993 | N/A | N/A | N/A | N/A | 5.8433 | 6.9887 | N/A | 6809.85 | 1.0832 | -0.05753 | -0.026721 | 7335.65 | 258.809 | 3307.0157 | 2.153 | 82450.8 | 5687.35
HPWH_TankInside_NotDucted_Elec Base | HPWH in interior closet, not ducted with Elec Base |  | HPWH in interior closet, not ducted with Elec Base | PGE | SMUD | CZ12 | 1992-2010 | Std | Mixed-fuel | Mixed-fuel | 1648.3 | -30.806 | 3829.2347 | 6287.0748 | 522.7752 | 158.1385 | 158.1385 | N/A | 3074.5574 | 1958.6129 | 0.48903 | 0.31153 | 3074.5574 | 1958.6129 | 0.48903 | 0.31153 | N/A | N/A | N/A | N/A | 24.2144 | 24.2144 | N/A | 6809.85 | 1.0832 | -0.05753 | -0.026721 | 7335.65 | 258.809 | 1846.6842 | 2.153 | 82450.8 | 5687.35
HPWH_TankInside_NotDucted_Elec Base | HPWH in interior closet, not ducted with Elec Base |  | HPWH in interior closet, not ducted with Elec Base | PGE | PGE | CZ13 | 1992-2010 | Std | Mixed-fuel | Mixed-fuel | 1573.3 | -23.068 | 3829.2347 | 6287.0748 | 1022.2752 | 633.5994 | 589.5312 | N/A | 14045.3907 | 13822.1568 | 2.234 | 2.1985 | 13040.7081 | 12764.6216 | 2.0742 | 2.0303 | N/A | N/A | N/A | N/A | 6.0436 | 6.4954 | N/A | 7309.35 | 1.1626 | -0.01707 | -0.0093052 | 9272.68 | 191.308 | 4060.6623 | 1.8345 | 86496.75 | 7699.38
HPWH_TankInside_NotDucted_Elec Base | HPWH in interior closet, not ducted with Elec Base |  | HPWH in interior closet, not ducted with Elec Base | SCG | SCE | CZ14 | 1992-2010 | Std | Mixed-fuel | Mixed-fuel | 1581.84 | -28.103 | 3829.2347 | 6287.0748 | 289.6752 | 601.7122 | 499.6617 | N/A | 13114.9623 | 12973.725 | 2.086 | 2.0636 | 10816.1376 | 10524.7458 | 1.7204 | 1.674 | N/A | N/A | N/A | N/A | 6.3639 | 7.6637 | N/A | 6576.75 | 1.0461 | -0.047 | -0.021759 | 8452.76 | 254.836 | 3464.0483 | 2.1601 | 87562.35 | 6870.92
HPWH_TankInside_NotDucted_Elec Base | HPWH in interior closet, not ducted with Elec Base |  | HPWH in interior closet, not ducted with Elec Base | SDGE | SDGE | CZ14 | 1992-2010 | Std | Mixed-fuel | Mixed-fuel | 1581.84 | -28.103 | 3829.2347 | 6287.0748 | 289.6752 | 767.43 | 870.902 | N/A | 18132.3465 | 16521.018 | 2.8841 | 2.6278 | 20636.8262 | 19004.1127 | 3.2824 | 3.0227 | N/A | N/A | N/A | N/A | 4.9897 | 4.3969 | N/A | 6576.75 | 1.0461 | -0.047 | -0.021759 | 8452.76 | 254.836 | 4702.1958 | 2.1601 | 87562.35 | 6870.92
HPWH_TankInside_NotDucted_Elec Base | HPWH in interior closet, not ducted with Elec Base |  | HPWH in interior closet, not ducted with Elec Base | SCG | SCE | CZ15 | 1992-2010 | Std | Mixed-fuel | Mixed-fuel | 1348.6 | -5.5532 | 3829.2347 | 6287.0748 | 1671.6252 | 543.0001 | 434.0626 | N/A | 12156.0722 | 12778.0789 | 1.9335 | 2.0324 | 9702.1076 | 10163.8264 | 1.5432 | 1.6166 | N/A | N/A | N/A | N/A | 7.052 | 8.8218 | N/A | 7958.7 | 1.2659 | 0.06993 | 0.062342 | 12302.5 | 56.7823 | 4514.3171 | 1.1217 | 85780.8 | 10953.9
HPWH_TankInside_NotDucted_Elec Base | HPWH in interior closet, not ducted with Elec Base |  | HPWH in interior closet, not ducted with Elec Base | PGE | PGE | CZ16 | 1992-2010 | Std | Mixed-fuel | Mixed-fuel | 2102.62 | -33.647 | 3829.2347 | 6287.0748 | 3070.2252 | 838.1182 | 762.3482 | N/A | 18532.4017 | 18122.269 | 2.9477 | 2.8825 | 16804.969 | 16303.9625 | 2.6729 | 2.5933 | N/A | N/A | N/A | N/A | 4.5688 | 5.0229 | N/A | 9357.3 | 1.4883 | -0.03192 | -0.009505 | 7312.87 | 462.505 | 3712.2019 | 3.3582 | 106526.7 | 5210.25
HPWH_TankInside_NotDucted_Elec Base | HPWH in interior closet, not ducted with Elec Base |  | HPWH in interior closet, not ducted with Elec Base | PGE | PGE | CZ01 | Pre1978 | CARE | Mixed-fuel | Mixed-fuel | 1783.74 | -68.542 | 3829.2347 | 6287.0748 | -2823.8748 | 375.2198 | 425.4722 | N/A | 7598.5511 | 5697.2106 | 1.2086 | 0.90618 | 8744.2256 | 6903.1548 | 1.3908 | 1.098 | N/A | N/A | N/A | N/A | 10.2053 | 9 | N/A | 3463.2 | 0.55084 | -0.26097 | -0.048184 | 7200.79 | 812.541 | 3223.3763 | 5.4161 | 149317.2 | 5417.05
HPWH_TankInside_NotDucted_Elec Base | HPWH in interior closet, not ducted with Elec Base |  | HPWH in interior closet, not ducted with Elec Base | PGE | PGE | CZ02 | Pre1978 | CARE | Mixed-fuel | Mixed-fuel | 1667.2 | -41.646 | 3829.2347 | 6287.0748 | -775.9248 | 398.7749 | 394.2758 | N/A | 8501.155 | 7527.3857 | 1.3522 | 1.1973 | 8398.5834 | 7419.4182 | 1.3358 | 1.1801 | N/A | N/A | N/A | N/A | 9.6025 | 9.7121 | N/A | 5511.15 | 0.87658 | -0.12082 | -0.037949 | 7317.95 | 431.98 | 2521.4726 | 3.1838 | 103346.55 | 5650.75
HPWH_TankInside_NotDucted_Elec Base | HPWH in interior closet, not ducted with Elec Base |  | HPWH in interior closet, not ducted with Elec Base | PGE | PGE | CZ03 | Pre1978 | CARE | Mixed-fuel | Mixed-fuel | 1568.48 | -37.321 | 3829.2347 | 6287.0748 | -709.3248 | 374.3504 | 407.0084 | N/A | 8015.5131 | 7187.5916 | 1.2749 | 1.1432 | 8760.0621 | 7971.3085 | 1.3933 | 1.2679 | N/A | N/A | N/A | N/A | 10.229 | 9.4082 | N/A | 5577.75 | 0.88718 | -0.09773 | -0.03801 | 6574.2 | 336.215 | 2164.9803 | 2.5712 | 87112.8 | 5005.72
HPWH_TankInside_NotDucted_Elec Base | HPWH in interior closet, not ducted with Elec Base |  | HPWH in interior closet, not ducted with Elec Base | PGE | PGE | CZ04 | Pre1978 | CARE | Mixed-fuel | Mixed-fuel | 1742.38 | -36.878 | 3829.2347 | 6287.0748 | 372.9252 | 429.3112 | 442.7659 | N/A | 9262.9599 | 8487.2509 | 1.4733 | 1.35 | 9569.7067 | 8810.1345 | 1.5221 | 1.4013 | N/A | N/A | N/A | N/A | 8.9195 | 8.6484 | N/A | 6660 | 1.0593 | -0.09173 | -0.029529 | 9307.18 | 407.207 | 3130.3456 | 3.1065 | 112903.65 | 7564.8
HPWH_TankInside_NotDucted_Elec Base | HPWH in interior closet, not ducted with Elec Base |  | HPWH in interior closet, not ducted with Elec Base | CPAU | CPAU | CZ04 | Pre1978 | CARE | Mixed-fuel | Mixed-fuel | 1742.38 | -36.878 | 3829.2347 | 6287.0748 | 372.9252 | 0 | 0 | N/A | 0 | 0 | 0 | 0 | 0 | 0 | 0 | 0 | N/A | N/A | N/A | N/A | #DIV/0! | #DIV/0! | N/A | 6660 | 1.0593 | -0.09173 | -0.029529 | 9307.18 | 407.207 | 0 | 3.1065 | 112903.65 | 7564.8
HPWH_TankInside_NotDucted_Elec Base | HPWH in interior closet, not ducted with Elec Base |  | HPWH in interior closet, not ducted with Elec Base | PGE | PGE | CZ05 | Pre1978 | CARE | Mixed-fuel | Mixed-fuel | 1574.51 | -41.071 | 3829.2347 | 6287.0748 | -1208.8248 | 369.6822 | 403.715 | N/A | 7863.3887 | 6917.4565 | 1.2507 | 1.1003 | 8639.2814 | 7734.1661 | 1.3741 | 1.2302 | N/A | N/A | N/A | N/A | 10.3582 | 9.485 | N/A | 5078.25 | 0.80773 | -0.11813 | -0.048404 | 6586.85 | 314.16 | 2119.0053 | 2.4405 | 83849.4 | 5012.34
HPWH_TankInside_NotDucted_Elec Base | HPWH in interior closet, not ducted with Elec Base |  | HPWH in interior closet, not ducted with Elec Base | SCG | PGE | CZ05 | Pre1978 | CARE | Mixed-fuel | Mixed-fuel | 1574.51 | -41.071 | 3829.2347 | 6287.0748 | -1208.8248 | 380.796 | 414.8288 | N/A | 8198.2856 | 7466.2152 | 1.304 | 1.1875 | 8974.1784 | 8282.9248 | 1.4274 | 1.3175 | N/A | N/A | N/A | N/A | 10.0559 | 9.2309 | N/A | 5078.25 | 0.80773 | -0.11813 | -0.048404 | 6586.85 | 314.16 | 2070.3641 | 2.4405 | 83849.4 | 5012.34
HPWH_TankInside_NotDucted_Elec Base | HPWH in interior closet, not ducted with Elec Base |  | HPWH in interior closet, not ducted with Elec Base | SCG | SCE | CZ06 | Pre1978 | CARE | Mixed-fuel | Mixed-fuel | 1683.4 | -15.932 | 3829.2347 | 6287.0748 | 2320.9752 | 454.2418 | 379.1822 | N/A | 10068.1003 | 10352.5882 | 1.6014 | 1.6466 | 8377.2802 | 8551.3272 | 1.3325 | 1.3601 | N/A | N/A | N/A | N/A | 8.4299 | 10.0987 | N/A | 8608.05 | 1.3692 | 0.02613 | 0.021428 | 7055.6 | 109.051 | 1774.5912 | 1.2195 | 60206.4 | 5372.2
HPWH_TankInside_NotDucted_Elec Base | HPWH in interior closet, not ducted with Elec Base |  | HPWH in interior closet, not ducted with Elec Base | SDGE | SDGE | CZ07 | Pre1978 | CARE | Mixed-fuel | Mixed-fuel | 1689.39 | -14.6115 | 3829.2347 | 6287.0748 | 2703.9252 | 609.1834 | 678.1648 | N/A | 14574.7818 | 13890.7377 | 2.3182 | 2.2094 | 16244.4348 | 15546.134 | 2.5838 | 2.4727 | N/A | N/A | N/A | N/A | 6.2858 | 5.6465 | N/A | 8991 | 1.4301 | 0.03432 | 0.029492 | 7388.75 | 97.4705 | 2511.7423 | 1.1637 | 62221.05 | 5699.36
HPWH_TankInside_NotDucted_Elec Base | HPWH in interior closet, not ducted with Elec Base |  | HPWH in interior closet, not ducted with Elec Base | SCG | SCE | CZ08 | Pre1978 | CARE | Mixed-fuel | Mixed-fuel | 1719.53 | -16.819 | 3829.2347 | 6287.0748 | 2554.0752 | 460.0512 | 480.617 | N/A | 10185.428 | 10446.8424 | 1.6201 | 1.6616 | 10648.7009 | 10940.3752 | 1.6937 | 1.7401 | N/A | N/A | N/A | N/A | 8.3235 | 7.9673 | N/A | 8841.15 | 1.4062 | 0.0223 | 0.01583 | 9864.2 | 124.723 | 2656.7212 | 1.4087 | 78404.85 | 8144.67
HPWH_TankInside_NotDucted_Elec Base | HPWH in interior closet, not ducted with Elec Base |  | HPWH in interior closet, not ducted with Elec Base | SCG | SCE | CZ09 | Pre1978 | CARE | Mixed-fuel | Mixed-fuel | 1711.86 | -16.966 | 3829.2347 | 6287.0748 | 2487.4752 | 459.5971 | 418.6796 | N/A | 10174.5495 | 10433.7763 | 1.6183 | 1.6596 | 9252.8275 | 9451.8493 | 1.4717 | 1.5034 | N/A | N/A | N/A | N/A | 8.3317 | 9.146 | N/A | 8774.55 | 1.3956 | 0.02204 | 0.013657 | 9730.7 | 157.936 | 2615.9312 | 1.6138 | 82550.7 | 8018.84
HPWH_TankInside_NotDucted_Elec Base | HPWH in interior closet, not ducted with Elec Base |  | HPWH in interior closet, not ducted with Elec Base | SCG | SCE | CZ10 | Pre1978 | CARE | Mixed-fuel | Mixed-fuel | 1706.61 | -18.015 | 3829.2347 | 6287.0748 | 2320.9752 | 455.0255 | 445.3716 | N/A | 10063.4046 | 10296.8315 | 1.6006 | 1.6378 | 9845.9355 | 10065.1578 | 1.5661 | 1.6009 | N/A | N/A | N/A | N/A | 8.4154 | 8.5978 | N/A | 8608.05 | 1.3692 | 0.01484 | 0.0090364 | 11004.6 | 156.916 | 2966.5593 | 1.6422 | 89244 | 9297.99
HPWH_TankInside_NotDucted_Elec Base | HPWH in interior closet, not ducted with Elec Base |  | HPWH in interior closet, not ducted with Elec Base | SDGE | SDGE | CZ10 | Pre1978 | CARE | Mixed-fuel | Mixed-fuel | 1706.61 | -18.015 | 3829.2347 | 6287.0748 | 2320.9752 | 599.0464 | 916.4661 | N/A | 14275.3008 | 13415.8117 | 2.2706 | 2.1339 | 21958.2573 | 21033.1657 | 3.4926 | 3.3455 | N/A | N/A | N/A | N/A | 6.3922 | 4.1783 | N/A | 8608.05 | 1.3692 | 0.01484 | 0.0090364 | 11004.6 | 156.916 | 4078.1562 | 1.6422 | 89244 | 9297.99
HPWH_TankInside_NotDucted_Elec Base | HPWH in interior closet, not ducted with Elec Base |  | HPWH in interior closet, not ducted with Elec Base | PGE | PGE | CZ11 | Pre1978 | CARE | Mixed-fuel | Mixed-fuel | 1682.4 | -31.541 | 3829.2347 | 6287.0748 | 672.6252 | 417.5246 | 501.1848 | N/A | 9058.9883 | 8428.4065 | 1.4409 | 1.3406 | 10966.3052 | 10436.0603 | 1.7443 | 1.6599 | N/A | N/A | N/A | N/A | 9.1713 | 7.6404 | N/A | 6959.7 | 1.107 | -0.06246 | -0.018521 | 13013.7 | 425.589 | 4269.9573 | 3.3723 | 137612.25 | 11331.3
HPWH_TankInside_NotDucted_Elec Base | HPWH in interior closet, not ducted with Elec Base |  | HPWH in interior closet, not ducted with Elec Base | PGE | PGE | CZ12 | Pre1978 | CARE | Mixed-fuel | Mixed-fuel | 1745.79 | -33.95 | 3829.2347 | 6287.0748 | 639.3252 | 434.5703 | 419.9147 | N/A | 9415.6474 | 8726.9037 | 1.4976 | 1.3881 | 9081.5231 | 8375.2024 | 1.4445 | 1.3321 | N/A | N/A | N/A | N/A | 8.8115 | 9.1191 | N/A | 6926.4 | 1.1017 | -0.07474 | -0.023379 | 9960.86 | 415.25 | 3317.4867 | 3.1969 | 118248.3 | 8215.07
HPWH_TankInside_NotDucted_Elec Base | HPWH in interior closet, not ducted with Elec Base |  | HPWH in interior closet, not ducted with Elec Base | PGE | SMUD | CZ12 | Pre1978 | CARE | Mixed-fuel | Mixed-fuel | 1745.79 | -33.95 | 3829.2347 | 6287.0748 | 639.3252 | -67.0569 | -67.0569 | N/A | -2020.6474 | -3311.0122 | 0 | 0 | -2020.6474 | -3311.0122 | 0 | 0 | N/A | N/A | N/A | N/A | -57.1042 | -57.1042 | N/A | 6926.4 | 1.1017 | -0.07474 | -0.023379 | 9960.86 | 415.25 | 688.9196 | 3.1969 | 118248.3 | 8215.07
HPWH_TankInside_NotDucted_Elec Base | HPWH in interior closet, not ducted with Elec Base |  | HPWH in interior closet, not ducted with Elec Base | PGE | PGE | CZ13 | Pre1978 | CARE | Mixed-fuel | Mixed-fuel | 1679.4 | -26.26 | 3829.2347 | 6287.0748 | 1272.0252 | 428.5167 | 567.363 | N/A | 9402.2477 | 9012.7834 | 1.4955 | 1.4335 | 12567.7216 | 12344.7811 | 1.999 | 1.9635 | N/A | N/A | N/A | N/A | 8.936 | 6.7492 | N/A | 7559.1 | 1.2023 | -0.03251 | -0.011934 | 14282.9 | 308.663 | 4437.1671 | 2.7241 | 131634.9 | 12603.5
HPWH_TankInside_NotDucted_Elec Base | HPWH in interior closet, not ducted with Elec Base |  | HPWH in interior closet, not ducted with Elec Base | SCG | SCE | CZ14 | Pre1978 | CARE | Mixed-fuel | Mixed-fuel | 1664.8 | -31.595 | 3829.2347 | 6287.0748 | 306.3252 | 414.6269 | 509.7225 | N/A | 8929.5641 | 8580.6891 | 1.4203 | 1.3648 | 11071.7211 | 10862.7674 | 1.761 | 1.7278 | N/A | N/A | N/A | N/A | 9.2354 | 7.5124 | N/A | 6593.4 | 1.0487 | -0.06503 | -0.019862 | 12322.5 | 419.833 | 3771.6593 | 3.274 | 130819.05 | 10657.7
HPWH_TankInside_NotDucted_Elec Base | HPWH in interior closet, not ducted with Elec Base |  | HPWH in interior closet, not ducted with Elec Base | SDGE | SDGE | CZ14 | Pre1978 | CARE | Mixed-fuel | Mixed-fuel | 1664.8 | -31.595 | 3829.2347 | 6287.0748 | 306.3252 | 539.2761 | 875.7891 | N/A | 12657.7185 | 11250.0258 | 2.0133 | 1.7894 | 20802.8171 | 19325.5759 | 3.3088 | 3.0739 | N/A | N/A | N/A | N/A | 7.1007 | 4.3723 | N/A | 6593.4 | 1.0487 | -0.06503 | -0.019862 | 12322.5 | 419.833 | 4992.194 | 3.274 | 130819.05 | 10657.7
HPWH_TankInside_NotDucted_Elec Base | HPWH in interior closet, not ducted with Elec Base |  | HPWH in interior closet, not ducted with Elec Base | SCG | SCE | CZ15 | Pre1978 | CARE | Mixed-fuel | Mixed-fuel | 1461.9 | -6.7148 | 3829.2347 | 6287.0748 | 2187.7752 | 399.9423 | 697.5231 | N/A | 8937.4344 | 9358.1356 | 1.4216 | 1.4885 | 15640.8458 | 16499.4 | 2.4878 | 2.6243 | N/A | N/A | N/A | N/A | 9.5745 | 5.4898 | N/A | 8474.85 | 1.348 | 0.06708 | 0.042849 | 21225.3 | 83.4367 | 5642.4808 | 1.5655 | 140908.95 | 19763.4
HPWH_TankInside_NotDucted_Elec Base | HPWH in interior closet, not ducted with Elec Base |  | HPWH in interior closet, not ducted with Elec Base | PGE | PGE | CZ16 | Pre1978 | CARE | Mixed-fuel | Mixed-fuel | 2119.51 | -43.682 | 3829.2347 | 6287.0748 | 1904.7252 | 516.7036 | 508.9819 | N/A | 11155.7278 | 10239.7278 | 1.7744 | 1.6287 | 10979.6872 | 10054.4263 | 1.7464 | 1.5992 | N/A | N/A | N/A | N/A | 7.4109 | 7.5233 | N/A | 8191.8 | 1.303 | -0.0917 | -0.014554 | 8393.95 | 949.56 | 3780.4713 | 6.3007 | 174208.95 | 6274.44
HPWH_TankInside_NotDucted_Elec Base | HPWH in interior closet, not ducted with Elec Base |  | HPWH in interior closet, not ducted with Elec Base | PGE | PGE | CZ01 | 1978-1991 | CARE | Mixed-fuel | Mixed-fuel | 1780.19 | -65.466 | 3829.2347 | 6287.0748 | -2474.2248 | 380.4499 | 419.5846 | N/A | 7763.8174 | 5981.9771 | 1.2349 | 0.95147 | 8656.0258 | 6921.1212 | 1.3768 | 1.1008 | N/A | N/A | N/A | N/A | 10.065 | 9.1263 | N/A | 3812.85 | 0.60646 | -0.24336 | -0.055326 | 7038.15 | 642.198 | 2845.7829 | 4.3987 | 127156.05 | 5257.96
HPWH_TankInside_NotDucted_Elec Base | HPWH in interior closet, not ducted with Elec Base |  | HPWH in interior closet, not ducted with Elec Base | PGE | PGE | CZ02 | 1978-1991 | CARE | Mixed-fuel | Mixed-fuel | 1624.96 | -38.981 | 3829.2347 | 6287.0748 | -592.7748 | 393.7415 | 380.0097 | N/A | 8447.1581 | 7616.8069 | 1.3436 | 1.2115 | 8134.0953 | 7287.275 | 1.2938 | 1.1591 | N/A | N/A | N/A | N/A | 9.7252 | 10.0767 | N/A | 5694.3 | 0.90572 | -0.10606 | -0.041258 | 6870.56 | 332.594 | 2188.7132 | 2.5707 | 88261.65 | 5245.6
HPWH_TankInside_NotDucted_Elec Base | HPWH in interior closet, not ducted with Elec Base |  | HPWH in interior closet, not ducted with Elec Base | PGE | PGE | CZ03 | 1978-1991 | CARE | Mixed-fuel | Mixed-fuel | 1560.16 | -36.439 | 3829.2347 | 6287.0748 | -642.7248 | 375.8156 | 401.8989 | N/A | 8078.9757 | 7326.7533 | 1.285 | 1.1654 | 8673.6333 | 7952.6936 | 1.3796 | 1.2649 | N/A | N/A | N/A | N/A | 10.1891 | 9.5279 | N/A | 5644.35 | 0.89777 | -0.0925 | -0.044659 | 6448.24 | 253.446 | 1972.1111 | 2.0712 | 75774.15 | 4888.08
HPWH_TankInside_NotDucted_Elec Base | HPWH in interior closet, not ducted with Elec Base |  | HPWH in interior closet, not ducted with Elec Base | PGE | PGE | CZ04 | 1978-1991 | CARE | Mixed-fuel | Mixed-fuel | 1738.97 | -34.518 | 3829.2347 | 6287.0748 | 672.6252 | 437.6683 | 426.9961 | N/A | 9515.4006 | 8902.012 | 1.5135 | 1.4159 | 9272.0907 | 8645.9025 | 1.4748 | 1.3752 | N/A | N/A | N/A | N/A | 8.7492 | 8.9678 | N/A | 6959.7 | 1.107 | -0.07726 | -0.031151 | 8341.43 | 308.038 | 2636.6949 | 2.4802 | 94572 | 6602.46
HPWH_TankInside_NotDucted_Elec Base | HPWH in interior closet, not ducted with Elec Base |  | HPWH in interior closet, not ducted with Elec Base | CPAU | CPAU | CZ04 | 1978-1991 | CARE | Mixed-fuel | Mixed-fuel | 1738.97 | -34.518 | 3829.2347 | 6287.0748 | 672.6252 | 0 | 0 | N/A | 0 | 0 | 0 | 0 | 0 | 0 | 0 | 0 | N/A | N/A | N/A | N/A | #DIV/0! | #DIV/0! | N/A | 6959.7 | 1.107 | -0.07726 | -0.031151 | 8341.43 | 308.038 | 0 | 2.4802 | 94572 | 6602.46
HPWH_TankInside_NotDucted_Elec Base | HPWH in interior closet, not ducted with Elec Base |  | HPWH in interior closet, not ducted with Elec Base | PGE | PGE | CZ05 | 1978-1991 | CARE | Mixed-fuel | Mixed-fuel | 1571.12 | -38.625 | 3829.2347 | 6287.0748 | -942.4248 | 377.3549 | 404.0387 | N/A | 8101.3285 | 7319.6099 | 1.2886 | 1.1642 | 8709.6766 | 7959.9609 | 1.3853 | 1.2661 | N/A | N/A | N/A | N/A | 10.1476 | 9.4774 | N/A | 5344.65 | 0.8501 | -0.10347 | -0.052913 | 6465.53 | 233.75 | 1935.6536 | 1.9555 | 72943.65 | 4894.41
HPWH_TankInside_NotDucted_Elec Base | HPWH in interior closet, not ducted with Elec Base |  | HPWH in interior closet, not ducted with Elec Base | SCG | PGE | CZ05 | 1978-1991 | CARE | Mixed-fuel | Mixed-fuel | 1571.12 | -38.625 | 3829.2347 | 6287.0748 | -942.4248 | 391.2792 | 417.963 | N/A | 8520.9141 | 8007.1386 | 1.3553 | 1.2736 | 9129.2622 | 8647.4896 | 1.4521 | 1.3754 | N/A | N/A | N/A | N/A | 9.7865 | 9.1617 | N/A | 5344.65 | 0.8501 | -0.10347 | -0.052913 | 6465.53 | 233.75 | 1917.0161 | 1.9555 | 72943.65 | 4894.41
HPWH_TankInside_NotDucted_Elec Base | HPWH in interior closet, not ducted with Elec Base |  | HPWH in interior closet, not ducted with Elec Base | SCG | SCE | CZ06 | 1978-1991 | CARE | Mixed-fuel | Mixed-fuel | 1639.21 | -13.8357 | 3829.2347 | 6287.0748 | 2370.9252 | 443.3729 | 354.7787 | N/A | 9844.3002 | 10161.9442 | 1.5658 | 1.6163 | 7848.5952 | 8035.8838 | 1.2484 | 1.2782 | N/A | N/A | N/A | N/A | 8.6366 | 10.7933 | N/A | 8658 | 1.3771 | 0.037178 | 0.035927 | 6582.27 | 81.1418 | 1586.9463 | 1.0348 | 53929.35 | 4943.06
HPWH_TankInside_NotDucted_Elec Base | HPWH in interior closet, not ducted with Elec Base |  | HPWH in interior closet, not ducted with Elec Base | SDGE | SDGE | CZ07 | 1978-1991 | CARE | Mixed-fuel | Mixed-fuel | 1677.55 | -12.8286 | 3829.2347 | 6287.0748 | 2837.1252 | 609.1151 | 641.0929 | N/A | 14593.0398 | 13974.3298 | 2.3211 | 2.2227 | 15367.0434 | 14741.7244 | 2.4442 | 2.3448 | N/A | N/A | N/A | N/A | 6.2866 | 5.973 | N/A | 9124.2 | 1.4513 | 0.044691 | 0.044572 | 6870.32 | 73.68 | 2239.8123 | 1.0027 | 55894.05 | 5192.77
HPWH_TankInside_NotDucted_Elec Base | HPWH in interior closet, not ducted with Elec Base |  | HPWH in interior closet, not ducted with Elec Base | SCG | SCE | CZ08 | 1978-1991 | CARE | Mixed-fuel | Mixed-fuel | 1717.67 | -15.3408 | 3829.2347 | 6287.0748 | 2753.8752 | 462.0566 | 446.1827 | N/A | 10245.9606 | 10546.2026 | 1.6297 | 1.6774 | 9888.3798 | 10165.2653 | 1.5728 | 1.6169 | N/A | N/A | N/A | N/A | 8.2874 | 8.5822 | N/A | 9040.95 | 1.438 | 0.03161 | 0.026516 | 8907.32 | 93.2702 | 2325.6201 | 1.1921 | 69014.25 | 7189.65
HPWH_TankInside_NotDucted_Elec Base | HPWH in interior closet, not ducted with Elec Base |  | HPWH in interior closet, not ducted with Elec Base | SCG | SCE | CZ09 | 1978-1991 | CARE | Mixed-fuel | Mixed-fuel | 1704.06 | -15.83 | 3829.2347 | 6287.0748 | 2604.0252 | 458.8624 | 383.0575 | N/A | 10169.5607 | 10454.7143 | 1.6175 | 1.6629 | 8461.9506 | 8635.5667 | 1.3459 | 1.3735 | N/A | N/A | N/A | N/A | 8.3451 | 9.9965 | N/A | 8891.1 | 1.4142 | 0.02933 | 0.021697 | 8783.76 | 119.219 | 2274.8529 | 1.3518 | 72127.8 | 7079.7
HPWH_TankInside_NotDucted_Elec Base | HPWH in interior closet, not ducted with Elec Base |  | HPWH in interior closet, not ducted with Elec Base | SCG | SCE | CZ10 | 1978-1991 | CARE | Mixed-fuel | Mixed-fuel | 1699.14 | -16.842 | 3829.2347 | 6287.0748 | 2437.5252 | 454.2704 | 396.697 | N/A | 10058.239 | 10318.2298 | 1.5998 | 1.6412 | 8761.3214 | 8936.6002 | 1.3935 | 1.4214 | N/A | N/A | N/A | N/A | 8.4294 | 9.6528 | N/A | 8724.6 | 1.3877 | 0.02227 | 0.01629 | 9770.39 | 117.077 | 2540.8545 | 1.3671 | 77189.4 | 8071.25
HPWH_TankInside_NotDucted_Elec Base | HPWH in interior closet, not ducted with Elec Base |  | HPWH in interior closet, not ducted with Elec Base | SDGE | SDGE | CZ10 | 1978-1991 | CARE | Mixed-fuel | Mixed-fuel | 1699.14 | -16.842 | 3829.2347 | 6287.0748 | 2437.5252 | 598.8339 | 818.773 | N/A | 14289.1948 | 13492.1997 | 2.2728 | 2.146 | 19612.6895 | 18770.2387 | 3.1195 | 2.9855 | N/A | N/A | N/A | N/A | 6.3945 | 4.6768 | N/A | 8724.6 | 1.3877 | 0.02227 | 0.01629 | 9770.39 | 117.077 | 3494.0458 | 1.3671 | 77189.4 | 8071.25
HPWH_TankInside_NotDucted_Elec Base | HPWH in interior closet, not ducted with Elec Base |  | HPWH in interior closet, not ducted with Elec Base | PGE | PGE | CZ11 | 1978-1991 | CARE | Mixed-fuel | Mixed-fuel | 1681.29 | -30.551 | 3829.2347 | 6287.0748 | 822.4752 | 420.9708 | 449.0089 | N/A | 9165.285 | 8607.0527 | 1.4578 | 1.369 | 9804.51 | 9279.9049 | 1.5595 | 1.476 | N/A | N/A | N/A | N/A | 9.0962 | 8.5282 | N/A | 7109.55 | 1.1308 | -0.05587 | -0.020894 | 11389.6 | 318.734 | 3553.5898 | 2.6739 | 114385.5 | 9708.31
HPWH_TankInside_NotDucted_Elec Base | HPWH in interior closet, not ducted with Elec Base |  | HPWH in interior closet, not ducted with Elec Base | PGE | PGE | CZ12 | 1978-1991 | CARE | Mixed-fuel | Mixed-fuel | 1753.26 | -32.296 | 3829.2347 | 6287.0748 | 922.3752 | 444.398 | 401.1799 | N/A | 9688.7677 | 9132.5078 | 1.5411 | 1.4526 | 8703.4654 | 8095.3723 | 1.3843 | 1.2876 | N/A | N/A | N/A | N/A | 8.6167 | 9.5449 | N/A | 7209.45 | 1.1467 | -0.0641 | -0.02493 | 8921.04 | 317.283 | 2803.562 | 2.5712 | 99517.05 | 7167.78
HPWH_TankInside_NotDucted_Elec Base | HPWH in interior closet, not ducted with Elec Base |  | HPWH in interior closet, not ducted with Elec Base | PGE | SMUD | CZ12 | 1978-1991 | CARE | Mixed-fuel | Mixed-fuel | 1753.26 | -32.296 | 3829.2347 | 6287.0748 | 922.3752 | -60.3677 | -60.3677 | N/A | -1819.0787 | -2980.7238 | 0 | 0 | -1819.0787 | -2980.7238 | 0 | 0 | N/A | N/A | N/A | N/A | -63.4319 | -63.4319 | N/A | 7209.45 | 1.1467 | -0.0641 | -0.02493 | 8921.04 | 317.283 | 500.5009 | 2.5712 | 99517.05 | 7167.78
HPWH_TankInside_NotDucted_Elec Base | HPWH in interior closet, not ducted with Elec Base |  | HPWH in interior closet, not ducted with Elec Base | PGE | PGE | CZ13 | 1978-1991 | CARE | Mixed-fuel | Mixed-fuel | 1680.5 | -24.344 | 3829.2347 | 6287.0748 | 1538.4252 | 432.4404 | 505.1616 | N/A | 9516.9434 | 9194.2756 | 1.5137 | 1.4624 | 11174.869 | 10939.4185 | 1.7774 | 1.74 | N/A | N/A | N/A | N/A | 8.8549 | 7.5802 | N/A | 7825.5 | 1.2447 | -0.02092 | -0.0094412 | 12437.4 | 235.129 | 3722.8377 | 2.2158 | 111055.5 | 10756.9
HPWH_TankInside_NotDucted_Elec Base | HPWH in interior closet, not ducted with Elec Base |  | HPWH in interior closet, not ducted with Elec Base | SCG | SCE | CZ14 | 1978-1991 | CARE | Mixed-fuel | Mixed-fuel | 1666.81 | -29.49 | 3829.2347 | 6287.0748 | 589.3752 | 419.8759 | 447.5975 | N/A | 9081.5508 | 8819.24 | 1.4445 | 1.4028 | 9706.0178 | 9484.4959 | 1.5438 | 1.5086 | N/A | N/A | N/A | N/A | 9.1199 | 8.5551 | N/A | 6876.45 | 1.0937 | -0.05202 | -0.02019 | 10836.1 | 310.876 | 3142.445 | 2.5765 | 108374.85 | 9169.29
HPWH_TankInside_NotDucted_Elec Base | HPWH in interior closet, not ducted with Elec Base |  | HPWH in interior closet, not ducted with Elec Base | SDGE | SDGE | CZ14 | 1978-1991 | CARE | Mixed-fuel | Mixed-fuel | 1666.81 | -29.49 | 3829.2347 | 6287.0748 | 589.3752 | 535.4458 | 760.1062 | N/A | 12591.0601 | 11269.6174 | 2.0027 | 1.7925 | 18028.8299 | 16660.9558 | 2.8676 | 2.65 | N/A | N/A | N/A | N/A | 7.1515 | 5.0378 | N/A | 6876.45 | 1.0937 | -0.05202 | -0.02019 | 10836.1 | 310.876 | 4168.2909 | 2.5765 | 108374.85 | 9169.29
HPWH_TankInside_NotDucted_Elec Base | HPWH in interior closet, not ducted with Elec Base |  | HPWH in interior closet, not ducted with Elec Base | SCG | SCE | CZ15 | 1978-1991 | CARE | Mixed-fuel | Mixed-fuel | 1462.7 | -5.7184 | 3829.2347 | 6287.0748 | 2320.9752 | 401.3349 | 558.0244 | N/A | 8979.1977 | 9426.2325 | 1.4282 | 1.4993 | 12508.8415 | 13186.4254 | 1.9896 | 2.0974 | N/A | N/A | N/A | N/A | 9.5412 | 6.8621 | N/A | 8608.05 | 1.3692 | 0.07318 | 0.054197 | 17965.4 | 64.4143 | 4660.0264 | 1.3502 | 119530.35 | 16502.7
HPWH_TankInside_NotDucted_Elec Base | HPWH in interior closet, not ducted with Elec Base |  | HPWH in interior closet, not ducted with Elec Base | PGE | PGE | CZ16 | 1978-1991 | CARE | Mixed-fuel | Mixed-fuel | 2116.8 | -39.594 | 3829.2347 | 6287.0748 | 2420.8752 | 524.0663 | 498.0661 | N/A | 11382.5222 | 10620.3334 | 1.8105 | 1.6892 | 10789.7606 | 9996.3888 | 1.7162 | 1.59 | N/A | N/A | N/A | N/A | 7.3068 | 7.6882 | N/A | 8707.95 | 1.3851 | -0.06703 | -0.013052 | 7869.28 | 757.403 | 3241.9465 | 5.1358 | 146936.25 | 5752.48
HPWH_TankInside_NotDucted_Elec Base | HPWH in interior closet, not ducted with Elec Base |  | HPWH in interior closet, not ducted with Elec Base | PGE | PGE | CZ01 | 1992-2010 | CARE | Mixed-fuel | Mixed-fuel | 1792.43 | -53.133 | 3829.2347 | 6287.0748 | -909.1248 | 408.6436 | 429.8186 | N/A | 8587.7929 | 7285.5215 | 1.3659 | 1.1588 | 9070.5503 | 7793.6749 | 1.4427 | 1.2396 | N/A | N/A | N/A | N/A | 9.3706 | 8.909 | N/A | 5377.95 | 0.8554 | -0.17046 | -0.061959 | 6792.33 | 365.701 | 2246.4771 | 2.7512 | 91475.1 | 4999.9
HPWH_TankInside_NotDucted_Elec Base | HPWH in interior closet, not ducted with Elec Base |  | HPWH in interior closet, not ducted with Elec Base | PGE | PGE | CZ02 | 1992-2010 | CARE | Mixed-fuel | Mixed-fuel | 1533.66 | -37.562 | 3829.2347 | 6287.0748 | -942.4248 | 369.2671 | 349.3141 | N/A | 7931.0078 | 7174.198 | 1.2615 | 1.1411 | 7476.1127 | 6695.3725 | 1.1891 | 1.0649 | N/A | N/A | N/A | N/A | 10.3698 | 10.9622 | N/A | 5344.65 | 0.8501 | -0.1024 | -0.046128 | 6534.96 | 277.753 | 1978.9712 | 2.2199 | 79187.4 | 5001.3
HPWH_TankInside_NotDucted_Elec Base | HPWH in interior closet, not ducted with Elec Base |  | HPWH in interior closet, not ducted with Elec Base | PGE | PGE | CZ03 | 1992-2010 | CARE | Mixed-fuel | Mixed-fuel | 1541.65 | -35.467 | 3829.2347 | 6287.0748 | -642.7248 | 375.0033 | 397.3138 | N/A | 8097.9732 | 7437.0629 | 1.288 | 1.1829 | 8606.6152 | 7972.4626 | 1.3689 | 1.2681 | N/A | N/A | N/A | N/A | 10.2112 | 9.6378 | N/A | 5644.35 | 0.89777 | -0.08811 | -0.047913 | 6367.74 | 215.873 | 1878.9917 | 1.8389 | 70312.95 | 4826.09
HPWH_TankInside_NotDucted_Elec Base | HPWH in interior closet, not ducted with Elec Base |  | HPWH in interior closet, not ducted with Elec Base | PGE | PGE | CZ04 | 1992-2010 | CARE | Mixed-fuel | Mixed-fuel | 1626.26 | -31.517 | 3829.2347 | 6287.0748 | 489.4752 | 410.9816 | 383.5328 | N/A | 8961.8974 | 8451.5819 | 1.4254 | 1.3443 | 8336.1084 | 7792.8724 | 1.3259 | 1.2395 | N/A | N/A | N/A | N/A | 9.3173 | 9.9841 | N/A | 6776.55 | 1.0779 | -0.06289 | -0.029787 | 7020.68 | 255.645 | 2110.7551 | 2.1113 | 79903.35 | 5394.42
HPWH_TankInside_NotDucted_Elec Base | HPWH in interior closet, not ducted with Elec Base |  | HPWH in interior closet, not ducted with Elec Base | CPAU | CPAU | CZ04 | 1992-2010 | CARE | Mixed-fuel | Mixed-fuel | 1626.26 | -31.517 | 3829.2347 | 6287.0748 | 489.4752 | 0 | 0 | N/A | 0 | 0 | 0 | 0 | 0 | 0 | 0 | 0 | N/A | N/A | N/A | N/A | #DIV/0! | #DIV/0! | N/A | 6776.55 | 1.0779 | -0.06289 | -0.029787 | 7020.68 | 255.645 | 0 | 2.1113 | 79903.35 | 5394.42
HPWH_TankInside_NotDucted_Elec Base | HPWH in interior closet, not ducted with Elec Base |  | HPWH in interior closet, not ducted with Elec Base | PGE | PGE | CZ05 | 1992-2010 | CARE | Mixed-fuel | Mixed-fuel | 1551.85 | -38.872 | 3829.2347 | 6287.0748 | -1058.9748 | 375.2698 | 397.7421 | N/A | 8082.3061 | 7368.2325 | 1.2855 | 1.172 | 8594.6396 | 7907.5179 | 1.367 | 1.2577 | N/A | N/A | N/A | N/A | 10.204 | 9.6274 | N/A | 5228.1 | 0.83156 | -0.10594 | -0.059982 | 6386.91 | 203.373 | 1861.4528 | 1.7662 | 68498.1 | 4835.06
HPWH_TankInside_NotDucted_Elec Base | HPWH in interior closet, not ducted with Elec Base |  | HPWH in interior closet, not ducted with Elec Base | SCG | PGE | CZ05 | 1992-2010 | CARE | Mixed-fuel | Mixed-fuel | 1551.85 | -38.872 | 3829.2347 | 6287.0748 | -1058.9748 | 385.5204 | 407.9927 | N/A | 8391.1903 | 7874.3669 | 1.3347 | 1.2525 | 8903.5237 | 8413.6523 | 1.4162 | 1.3382 | N/A | N/A | N/A | N/A | 9.9326 | 9.3855 | N/A | 5228.1 | 0.83156 | -0.10594 | -0.059982 | 6386.91 | 203.373 | 1851.0479 | 1.7662 | 68498.1 | 4835.06
HPWH_TankInside_NotDucted_Elec Base | HPWH in interior closet, not ducted with Elec Base |  | HPWH in interior closet, not ducted with Elec Base | SCG | SCE | CZ06 | 1992-2010 | CARE | Mixed-fuel | Mixed-fuel | 1532.55 | -14.8374 | 3829.2347 | 6287.0748 | 1638.3252 | 409.6387 | 310.0973 | N/A | 9074.7121 | 9320.1083 | 1.4434 | 1.4824 | 6832.4073 | 6931.3407 | 1.0867 | 1.1025 | N/A | N/A | N/A | N/A | 9.3478 | 12.3485 | N/A | 7925.4 | 1.2606 | 0.027784 | 0.02867 | 6105.24 | 73.3606 | 1427.9422 | 0.96911 | 50099.85 | 4572.69
HPWH_TankInside_NotDucted_Elec Base | HPWH in interior closet, not ducted with Elec Base |  | HPWH in interior closet, not ducted with Elec Base | SDGE | SDGE | CZ07 | 1992-2010 | CARE | Mixed-fuel | Mixed-fuel | 1546.23 | -13.7788 | 3829.2347 | 6287.0748 | 1987.9752 | 551.2731 | 546.6704 | N/A | 13186.5762 | 12558.7211 | 2.0974 | 1.9975 | 13075.1723 | 12448.2684 | 2.0797 | 1.98 | N/A | N/A | N/A | N/A | 6.9462 | 7.0046 | N/A | 8275.05 | 1.3162 | 0.034863 | 0.03706 | 6210.04 | 67.6832 | 1940.3782 | 0.94071 | 50965.65 | 4663.81
HPWH_TankInside_NotDucted_Elec Base | HPWH in interior closet, not ducted with Elec Base |  | HPWH in interior closet, not ducted with Elec Base | SCG | SCE | CZ08 | 1992-2010 | CARE | Mixed-fuel | Mixed-fuel | 1619.73 | -15.7761 | 3829.2347 | 6287.0748 | 2104.5252 | 434.3566 | 364.6848 | N/A | 9617.555 | 9866.7018 | 1.5297 | 1.5694 | 8048.1019 | 8194.7353 | 1.2801 | 1.3034 | N/A | N/A | N/A | N/A | 8.8159 | 10.5001 | N/A | 8391.6 | 1.3347 | 0.02583 | 0.024059 | 7273.37 | 82.2275 | 1814.1316 | 1.0736 | 58358.25 | 5653.64
HPWH_TankInside_NotDucted_Elec Base | HPWH in interior closet, not ducted with Elec Base |  | HPWH in interior closet, not ducted with Elec Base | SCG | SCE | CZ09 | 1992-2010 | CARE | Mixed-fuel | Mixed-fuel | 1610.39 | -16.006 | 3829.2347 | 6287.0748 | 2037.9252 | 430.6126 | 306.2165 | N/A | 9531.4719 | 9771.0364 | 1.516 | 1.5541 | 6729.2824 | 6785.8137 | 1.0703 | 1.0793 | N/A | N/A | N/A | N/A | 8.8925 | 12.505 | N/A | 8325 | 1.3241 | 0.0257 | 0.021474 | 7213.67 | 102.436 | 1769.8154 | 1.1968 | 60889.05 | 5603.28
HPWH_TankInside_NotDucted_Elec Base | HPWH in interior closet, not ducted with Elec Base |  | HPWH in interior closet, not ducted with Elec Base | SCG | SCE | CZ10 | 1992-2010 | CARE | Mixed-fuel | Mixed-fuel | 1596.72 | -16.125 | 3829.2347 | 6287.0748 | 1938.0252 | 423.9689 | 297.3382 | N/A | 9383.4749 | 9617.1419 | 1.4925 | 1.5297 | 6530.945 | 6578.2905 | 1.0388 | 1.0463 | N/A | N/A | N/A | N/A | 9.0319 | 12.8784 | N/A | 8225.1 | 1.3083 | 0.0234 | 0.019441 | 7737.28 | 100.653 | 1902.0054 | 1.2036 | 63586.35 | 6140.56
HPWH_TankInside_NotDucted_Elec Base | HPWH in interior closet, not ducted with Elec Base |  | HPWH in interior closet, not ducted with Elec Base | SDGE | SDGE | CZ10 | 1992-2010 | CARE | Mixed-fuel | Mixed-fuel | 1596.72 | -16.125 | 3829.2347 | 6287.0748 | 1938.0252 | 560.3889 | 636.7252 | N/A | 13369.7349 | 12617.0254 | 2.1265 | 2.0068 | 15217.4078 | 14448.9216 | 2.4204 | 2.2982 | N/A | N/A | N/A | N/A | 6.8332 | 6.014 | N/A | 8225.1 | 1.3083 | 0.0234 | 0.019441 | 7737.28 | 100.653 | 2625.5021 | 1.2036 | 63586.35 | 6140.56
HPWH_TankInside_NotDucted_Elec Base | HPWH in interior closet, not ducted with Elec Base |  | HPWH in interior closet, not ducted with Elec Base | PGE | PGE | CZ11 | 1992-2010 | CARE | Mixed-fuel | Mixed-fuel | 1584.54 | -28.977 | 3829.2347 | 6287.0748 | 456.1752 | 397.502 | 348.4042 | N/A | 8669.1989 | 8178.6707 | 1.3789 | 1.3009 | 7549.8488 | 7000.4358 | 1.2009 | 1.1135 | N/A | N/A | N/A | N/A | 9.6332 | 10.9908 | N/A | 6743.25 | 1.0726 | -0.04974 | -0.022761 | 8745.81 | 254.352 | 2599.3699 | 2.1853 | 90609.3 | 7161.27
HPWH_TankInside_NotDucted_Elec Base | HPWH in interior closet, not ducted with Elec Base |  | HPWH in interior closet, not ducted with Elec Base | PGE | PGE | CZ12 | 1992-2010 | CARE | Mixed-fuel | Mixed-fuel | 1648.3 | -30.806 | 3829.2347 | 6287.0748 | 522.7752 | 415.8426 | 346.035 | N/A | 9061.3825 | 8529.0074 | 1.4413 | 1.3566 | 7469.8823 | 6853.7843 | 1.1881 | 1.0901 | N/A | N/A | N/A | N/A | 9.2084 | 11.066 | N/A | 6809.85 | 1.0832 | -0.05753 | -0.026721 | 7335.65 | 258.809 | 2181.5271 | 2.153 | 82450.8 | 5687.35
HPWH_TankInside_NotDucted_Elec Base | HPWH in interior closet, not ducted with Elec Base |  | HPWH in interior closet, not ducted with Elec Base | PGE | SMUD | CZ12 | 1992-2010 | CARE | Mixed-fuel | Mixed-fuel | 1648.3 | -30.806 | 3829.2347 | 6287.0748 | 522.7752 | -57.1459 | -57.1459 | N/A | -1721.9954 | -2821.644 | 0 | 0 | -1721.9954 | -2821.644 | 0 | 0 | N/A | N/A | N/A | N/A | -67.008 | -67.008 | N/A | 6809.85 | 1.0832 | -0.05753 | -0.026721 | 7335.65 | 258.809 | 386.5385 | 2.153 | 82450.8 | 5687.35
HPWH_TankInside_NotDucted_Elec Base | HPWH in interior closet, not ducted with Elec Base |  | HPWH in interior closet, not ducted with Elec Base | PGE | PGE | CZ13 | 1992-2010 | CARE | Mixed-fuel | Mixed-fuel | 1573.3 | -23.068 | 3829.2347 | 6287.0748 | 1022.2752 | 404.2216 | 375.5773 | N/A | 8899.9475 | 8608.253 | 1.4156 | 1.3692 | 8246.9038 | 7920.8551 | 1.3117 | 1.2599 | N/A | N/A | N/A | N/A | 9.4731 | 10.1956 | N/A | 7309.35 | 1.1626 | -0.01707 | -0.0093052 | 9272.68 | 191.308 | 2650.5853 | 1.8345 | 86496.75 | 7699.38
HPWH_TankInside_NotDucted_Elec Base | HPWH in interior closet, not ducted with Elec Base |  | HPWH in interior closet, not ducted with Elec Base | SCG | SCE | CZ14 | 1992-2010 | CARE | Mixed-fuel | Mixed-fuel | 1581.84 | -28.103 | 3829.2347 | 6287.0748 | 289.6752 | 399.5982 | 330.7141 | N/A | 8654.9991 | 8433.4783 | 1.3766 | 1.3414 | 7103.2924 | 6780.4173 | 1.1298 | 1.0785 | N/A | N/A | N/A | N/A | 9.5827 | 11.5787 | N/A | 6576.75 | 1.0461 | -0.047 | -0.021759 | 8452.76 | 254.836 | 2334.0178 | 2.1601 | 87562.35 | 6870.92
HPWH_TankInside_NotDucted_Elec Base | HPWH in interior closet, not ducted with Elec Base |  | HPWH in interior closet, not ducted with Elec Base | SDGE | SDGE | CZ14 | 1992-2010 | CARE | Mixed-fuel | Mixed-fuel | 1581.84 | -28.103 | 3829.2347 | 6287.0748 | 289.6752 | 488.3684 | 555.6252 | N/A | 11470.7983 | 10222.1342 | 1.8245 | 1.6259 | 13098.7102 | 11836.1458 | 2.0834 | 1.8826 | N/A | N/A | N/A | N/A | 7.8409 | 6.8918 | N/A | 6576.75 | 1.0461 | -0.047 | -0.021759 | 8452.76 | 254.836 | 3089.0968 | 2.1601 | 87562.35 | 6870.92
HPWH_TankInside_NotDucted_Elec Base | HPWH in interior closet, not ducted with Elec Base |  | HPWH in interior closet, not ducted with Elec Base | SCG | SCE | CZ15 | 1992-2010 | CARE | Mixed-fuel | Mixed-fuel | 1348.6 | -5.5532 | 3829.2347 | 6287.0748 | 1671.6252 | 365.4115 | 291.8787 | N/A | 8171.7929 | 8570.2189 | 1.2998 | 1.3631 | 6515.3668 | 6805.5985 | 1.0363 | 1.0825 | N/A | N/A | N/A | N/A | 10.4792 | 13.1193 | N/A | 7958.7 | 1.2659 | 0.06993 | 0.062342 | 12302.5 | 56.7823 | 3002.8084 | 1.1217 | 85780.8 | 10953.9
HPWH_TankInside_NotDucted_Elec Base | HPWH in interior closet, not ducted with Elec Base |  | HPWH in interior closet, not ducted with Elec Base | PGE | PGE | CZ16 | 1992-2010 | CARE | Mixed-fuel | Mixed-fuel | 2102.62 | -33.647 | 3829.2347 | 6287.0748 | 3070.2252 | 533.8205 | 484.57 | N/A | 11715.9099 | 11238.4925 | 1.8635 | 1.7876 | 10593.0786 | 10056.5932 | 1.6849 | 1.5996 | N/A | N/A | N/A | N/A | 7.1733 | 7.9023 | N/A | 9357.3 | 1.4883 | -0.03192 | -0.009505 | 7312.87 | 462.505 | 2505.3826 | 3.3582 | 106526.7 | 5210.25
HPWH_TankInside_Ducted_Elec Base | HPWH in interior closet, ducted outside with Elec Base |  | HPWH in interior closet, ducted outside with Elec Base | PGE | PGE | CZ01 | Pre1978 | Std | Mixed-fuel | Mixed-fuel | 1412.91 | 19.558 | 4908.4929 | 7366.3329 | 3722.5671 | 669.7118 | 784.5082 | N/A | 15615.4957 | 17272.6581 | 2.1198 | 2.3448 | 18232.6708 | 20027.5131 | 2.4751 | 2.7188 | N/A | N/A | N/A | N/A | 7.3293 | 6.2568 | N/A | 11088.9 | 1.5053 | 0.20432 | 0.037724 | 7200.79 | 812.541 | 4624.3145 | 5.4161 | 149317.2 | 5787.88
HPWH_TankInside_Ducted_Elec Base | HPWH in interior closet, ducted outside with Elec Base |  | HPWH in interior closet, ducted outside with Elec Base | PGE | PGE | CZ02 | Pre1978 | Std | Mixed-fuel | Mixed-fuel | 1172.1 | 10.993 | 4908.4929 | 7366.3329 | 1225.0671 | 542.6999 | 571.2398 | N/A | 12571.1691 | 13710.3036 | 1.7066 | 1.8612 | 13221.8311 | 14395.1945 | 1.7949 | 1.9542 | N/A | N/A | N/A | N/A | 9.0446 | 8.5927 | N/A | 8591.4 | 1.1663 | 0.13478 | 0.042333 | 7317.95 | 431.98 | 3741.7283 | 3.1838 | 103346.55 | 6145.85
HPWH_TankInside_Ducted_Elec Base | HPWH in interior closet, ducted outside with Elec Base |  | HPWH in interior closet, ducted outside with Elec Base | PGE | PGE | CZ03 | Pre1978 | Std | Mixed-fuel | Mixed-fuel | 1387.4 | 10.934 | 4908.4929 | 7366.3329 | 2756.8671 | 633.1455 | 699.5052 | N/A | 14627.3678 | 15860.6709 | 1.9857 | 2.1531 | 16140.2624 | 17453.1532 | 2.1911 | 2.3693 | N/A | N/A | N/A | N/A | 7.7526 | 7.0171 | N/A | 10123.2 | 1.3743 | 0.16058 | 0.062454 | 6574.2 | 336.215 | 3241.2053 | 2.5712 | 87112.8 | 5186.8
HPWH_TankInside_Ducted_Elec Base | HPWH in interior closet, ducted outside with Elec Base |  | HPWH in interior closet, ducted outside with Elec Base | PGE | PGE | CZ04 | Pre1978 | Std | Mixed-fuel | Mixed-fuel | 1104.62 | 10.243 | 4908.4929 | 7366.3329 | 742.2171 | 508.8 | 577.4713 | N/A | 11781.738 | 12839.462 | 1.5994 | 1.743 | 13347.3329 | 14487.4171 | 1.8119 | 1.9667 | N/A | N/A | N/A | N/A | 9.6472 | 8.5 | N/A | 8108.55 | 1.1008 | 0.12823 | 0.041278 | 9307.18 | 407.207 | 4690.5853 | 3.1065 | 112903.65 | 8202.56
HPWH_TankInside_Ducted_Elec Base | HPWH in interior closet, ducted outside with Elec Base |  | HPWH in interior closet, ducted outside with Elec Base | CPAU | CPAU | CZ04 | Pre1978 | Std | Mixed-fuel | Mixed-fuel | 1104.62 | 10.243 | 4908.4929 | 7366.3329 | 742.2171 | 294.927 | 294.927 | N/A | 6888.0343 | 7645.606 | 0.93507 | 1.0379 | 6888.0343 | 7645.606 | 0.93507 | 1.0379 | N/A | N/A | N/A | N/A | 16.6431 | 16.6431 | N/A | 8108.55 | 1.1008 | 0.12823 | 0.041278 | 9307.18 | 407.207 | 2916.6445 | 3.1065 | 112903.65 | 8202.56
HPWH_TankInside_Ducted_Elec Base | HPWH in interior closet, ducted outside with Elec Base |  | HPWH in interior closet, ducted outside with Elec Base | PGE | PGE | CZ05 | Pre1978 | Std | Mixed-fuel | Mixed-fuel | 1379.12 | 11.21 | 4908.4929 | 7366.3329 | 2590.3671 | 630.8551 | 701.8487 | N/A | 14578.1629 | 15816.1313 | 1.979 | 2.1471 | 16196.7019 | 17519.8156 | 2.1987 | 2.3784 | N/A | N/A | N/A | N/A | 7.7807 | 6.9937 | N/A | 9956.7 | 1.3516 | 0.1602 | 0.065642 | 6586.85 | 314.16 | 3183.7977 | 2.4405 | 83849.4 | 5207.73
HPWH_TankInside_Ducted_Elec Base | HPWH in interior closet, ducted outside with Elec Base |  | HPWH in interior closet, ducted outside with Elec Base | SCG | PGE | CZ05 | Pre1978 | Std | Mixed-fuel | Mixed-fuel | 1379.12 | 11.21 | 4908.4929 | 7366.3329 | 2590.3671 | 626.1521 | 697.1456 | N/A | 14436.4453 | 15583.9143 | 1.9598 | 2.1156 | 16054.9843 | 17287.5986 | 2.1795 | 2.3468 | N/A | N/A | N/A | N/A | 7.8391 | 7.0408 | N/A | 9956.7 | 1.3516 | 0.1602 | 0.065642 | 6586.85 | 314.16 | 3122.3123 | 2.4405 | 83849.4 | 5207.73
HPWH_TankInside_Ducted_Elec Base | HPWH in interior closet, ducted outside with Elec Base |  | HPWH in interior closet, ducted outside with Elec Base | SCG | SCE | CZ06 | Pre1978 | Std | Mixed-fuel | Mixed-fuel | 1338.82 | 4.138 | 4908.4929 | 7366.3329 | 1707.9171 | 559.0727 | 469.8394 | N/A | 12648.8239 | 13599.8096 | 1.7171 | 1.8462 | 10638.7237 | 11458.4138 | 1.4442 | 1.5555 | N/A | N/A | N/A | N/A | 8.7797 | 10.4472 | N/A | 9074.25 | 1.2319 | 0.12765 | 0.10468 | 7055.6 | 109.051 | 2679.6307 | 1.2195 | 60206.4 | 5716.78
HPWH_TankInside_Ducted_Elec Base | HPWH in interior closet, ducted outside with Elec Base |  | HPWH in interior closet, ducted outside with Elec Base | SDGE | SDGE | CZ07 | Pre1978 | Std | Mixed-fuel | Mixed-fuel | 1311.24 | 3.8706 | 4908.4929 | 7366.3329 | 1491.4671 | 754.7299 | 906.6865 | N/A | 18325.2072 | 18357.5778 | 2.4877 | 2.4921 | 22003.2267 | 22004.1918 | 2.987 | 2.9871 | N/A | N/A | N/A | N/A | 6.5036 | 5.4137 | N/A | 8857.8 | 1.2025 | 0.12394 | 0.10651 | 7388.75 | 97.4705 | 3902.7717 | 1.1637 | 62221.05 | 6077.51
HPWH_TankInside_Ducted_Elec Base | HPWH in interior closet, ducted outside with Elec Base |  | HPWH in interior closet, ducted outside with Elec Base | SCG | SCE | CZ08 | Pre1978 | Std | Mixed-fuel | Mixed-fuel | 1252.16 | 4.647 | 4908.4929 | 7366.3329 | 1225.0671 | 528.885 | 596.9852 | N/A | 11976.8631 | 12902.2575 | 1.6259 | 1.7515 | 13510.9124 | 14536.5077 | 1.8341 | 1.9734 | N/A | N/A | N/A | N/A | 9.2808 | 8.2221 | N/A | 8591.4 | 1.1663 | 0.12406 | 0.088067 | 9864.2 | 124.723 | 3981.5082 | 1.4087 | 78404.85 | 8612.04
HPWH_TankInside_Ducted_Elec Base | HPWH in interior closet, ducted outside with Elec Base |  | HPWH in interior closet, ducted outside with Elec Base | SCG | SCE | CZ09 | Pre1978 | Std | Mixed-fuel | Mixed-fuel | 1247.71 | 4.978 | 4908.4929 | 7366.3329 | 1208.4171 | 528.0381 | 503.9815 | N/A | 11961.8781 | 12895.5838 | 1.6239 | 1.7506 | 11419.969 | 12318.2783 | 1.5503 | 1.6722 | N/A | N/A | N/A | N/A | 9.2957 | 9.7394 | N/A | 8574.75 | 1.164 | 0.1233 | 0.076405 | 9730.7 | 157.936 | 3911.5009 | 1.6138 | 82550.7 | 8482.99
HPWH_TankInside_Ducted_Elec Base | HPWH in interior closet, ducted outside with Elec Base |  | HPWH in interior closet, ducted outside with Elec Base | SCG | SCE | CZ10 | Pre1978 | Std | Mixed-fuel | Mixed-fuel | 1204.95 | 5.023 | 4908.4929 | 7366.3329 | 925.3671 | 507.3774 | 533.1207 | N/A | 11496.1143 | 12398.5941 | 1.5606 | 1.6831 | 12076.0162 | 13016.3739 | 1.6394 | 1.767 | N/A | N/A | N/A | N/A | 9.6742 | 9.2071 | N/A | 8291.7 | 1.1256 | 0.12009 | 0.073126 | 11004.6 | 156.916 | 4431.6478 | 1.6422 | 89244 | 9799.65
HPWH_TankInside_Ducted_Elec Base | HPWH in interior closet, ducted outside with Elec Base |  | HPWH in interior closet, ducted outside with Elec Base | SDGE | SDGE | CZ10 | Pre1978 | Std | Mixed-fuel | Mixed-fuel | 1204.95 | 5.023 | 4908.4929 | 7366.3329 | 925.3671 | 700.4244 | 1255.6633 | N/A | 17031.6538 | 17143.7382 | 2.3121 | 2.3273 | 30470.8831 | 30468.2141 | 4.1365 | 4.1361 | N/A | N/A | N/A | N/A | 7.0079 | 3.9091 | N/A | 8291.7 | 1.1256 | 0.12009 | 0.073126 | 11004.6 | 156.916 | 6279.6131 | 1.6422 | 89244 | 9799.65
HPWH_TankInside_Ducted_Elec Base | HPWH in interior closet, ducted outside with Elec Base |  | HPWH in interior closet, ducted outside with Elec Base | PGE | PGE | CZ11 | Pre1978 | Std | Mixed-fuel | Mixed-fuel | 1054.7 | 9.066 | 4908.4929 | 7366.3329 | 375.9171 | 482.6595 | 664.9727 | N/A | 11171.4502 | 12162.5818 | 1.5166 | 1.6511 | 15327.8987 | 16537.6857 | 2.0808 | 2.245 | N/A | N/A | N/A | N/A | 10.1697 | 7.3815 | N/A | 7742.25 | 1.051 | 0.11805 | 0.035006 | 13013.7 | 425.589 | 6429.8134 | 3.3723 | 137612.25 | 11959
HPWH_TankInside_Ducted_Elec Base | HPWH in interior closet, ducted outside with Elec Base |  | HPWH in interior closet, ducted outside with Elec Base | PGE | PGE | CZ12 | Pre1978 | Std | Mixed-fuel | Mixed-fuel | 1126.45 | 9.431 | 4908.4929 | 7366.3329 | 708.9171 | 515.1299 | 539.4387 | N/A | 11910.9246 | 12939.0333 | 1.6169 | 1.7565 | 12465.1257 | 13522.3888 | 1.6922 | 1.8357 | N/A | N/A | N/A | N/A | 9.5287 | 9.0993 | N/A | 8075.25 | 1.0962 | 0.12485 | 0.039054 | 9960.86 | 415.25 | 4972.1255 | 3.1969 | 118248.3 | 8834.41
HPWH_TankInside_Ducted_Elec Base | HPWH in interior closet, ducted outside with Elec Base |  | HPWH in interior closet, ducted outside with Elec Base | PGE | SMUD | CZ12 | Pre1978 | Std | Mixed-fuel | Mixed-fuel | 1126.45 | 9.431 | 4908.4929 | 7366.3329 | 708.9171 | 173.2646 | 173.2646 | N/A | 4116.9454 | 4735.0417 | 0.55889 | 0.64279 | 4116.9454 | 4735.0417 | 0.55889 | 0.64279 | N/A | N/A | N/A | N/A | 28.3295 | 28.3295 | N/A | 8075.25 | 1.0962 | 0.12485 | 0.039054 | 9960.86 | 415.25 | 2731.2492 | 3.1969 | 118248.3 | 8834.41
HPWH_TankInside_Ducted_Elec Base | HPWH in interior closet, ducted outside with Elec Base |  | HPWH in interior closet, ducted outside with Elec Base | PGE | PGE | CZ13 | Pre1978 | Std | Mixed-fuel | Mixed-fuel | 1044.8 | 7.392 | 4908.4929 | 7366.3329 | 109.5171 | 473.1644 | 741.5417 | N/A | 10919.3341 | 11811.3965 | 1.4823 | 1.6034 | 17037.906 | 18251.8438 | 2.3129 | 2.4777 | N/A | N/A | N/A | N/A | 10.3738 | 6.6193 | N/A | 7475.85 | 1.0149 | 0.11337 | 0.041617 | 14282.9 | 308.663 | 6746.4872 | 2.7241 | 131634.9 | 13238.1
HPWH_TankInside_Ducted_Elec Base | HPWH in interior closet, ducted outside with Elec Base |  | HPWH in interior closet, ducted outside with Elec Base | SCG | SCE | CZ14 | Pre1978 | Std | Mixed-fuel | Mixed-fuel | 978.5 | 8.842 | 4908.4929 | 7366.3329 | -389.9829 | 424.908 | 627.1246 | N/A | 9718.1728 | 10685.7252 | 1.3193 | 1.4506 | 14273.3765 | 15538.4654 | 1.9377 | 2.1094 | N/A | N/A | N/A | N/A | 11.5519 | 7.827 | N/A | 6976.35 | 0.94706 | 0.1045 | 0.031918 | 12322.5 | 419.833 | 5532.7098 | 3.274 | 130819.05 | 11344
HPWH_TankInside_Ducted_Elec Base | HPWH in interior closet, ducted outside with Elec Base |  | HPWH in interior closet, ducted outside with Elec Base | SDGE | SDGE | CZ14 | Pre1978 | Std | Mixed-fuel | Mixed-fuel | 978.5 | 8.842 | 4908.4929 | 7366.3329 | -389.9829 | 573.2371 | 1183.7952 | N/A | 14015.1748 | 14356.984 | 1.9026 | 1.949 | 28793.3738 | 29008.9964 | 3.9088 | 3.9381 | N/A | N/A | N/A | N/A | 8.5628 | 4.1464 | N/A | 6976.35 | 0.94706 | 0.1045 | 0.031918 | 12322.5 | 419.833 | 7534.0451 | 3.274 | 130819.05 | 11344
HPWH_TankInside_Ducted_Elec Base | HPWH in interior closet, ducted outside with Elec Base |  | HPWH in interior closet, ducted outside with Elec Base | SCG | SCE | CZ15 | Pre1978 | Std | Mixed-fuel | Mixed-fuel | 911.1 | 2.3187 | 4908.4929 | 7366.3329 | -1155.8829 | 383.3705 | 869.7656 | N/A | 8667.7879 | 9306.268 | 1.1767 | 1.2634 | 19624.4981 | 20978.6479 | 2.6641 | 2.8479 | N/A | N/A | N/A | N/A | 12.8035 | 5.6435 | N/A | 6210.45 | 0.84309 | 0.08987 | 0.057407 | 21225.3 | 83.4367 | 8416.8488 | 1.5655 | 140908.95 | 20314.2
HPWH_TankInside_Ducted_Elec Base | HPWH in interior closet, ducted outside with Elec Base |  | HPWH in interior closet, ducted outside with Elec Base | PGE | PGE | CZ16 | Pre1978 | Std | Mixed-fuel | Mixed-fuel | 1421.03 | 13.303 | 4908.4929 | 7366.3329 | 3006.6171 | 654.3301 | 703.823 | N/A | 15158.7054 | 16536.3902 | 2.0578 | 2.2449 | 16287.0659 | 17724.1096 | 2.211 | 2.4061 | N/A | N/A | N/A | N/A | 7.5016 | 6.974 | N/A | 10372.95 | 1.4082 | 0.17066 | 0.027086 | 8393.95 | 949.56 | 5414.5555 | 6.3007 | 174208.95 | 6972.92
HPWH_TankInside_Ducted_Elec Base | HPWH in interior closet, ducted outside with Elec Base |  | HPWH in interior closet, ducted outside with Elec Base | PGE | PGE | CZ01 | 1978-1991 | Std | Mixed-fuel | Mixed-fuel | 1413.7 | 19.626 | 4908.4929 | 7366.3329 | 3739.2171 | 669.642 | 767.0206 | N/A | 15611.2646 | 17261.8456 | 2.1193 | 2.3433 | 17831.3395 | 19598.7104 | 2.4207 | 2.6606 | N/A | N/A | N/A | N/A | 7.33 | 6.3994 | N/A | 11105.55 | 1.5076 | 0.20463 | 0.046521 | 7038.15 | 642.198 | 4134.4968 | 4.3987 | 127156.05 | 5624.45
HPWH_TankInside_Ducted_Elec Base | HPWH in interior closet, ducted outside with Elec Base |  | HPWH in interior closet, ducted outside with Elec Base | PGE | PGE | CZ02 | 1978-1991 | Std | Mixed-fuel | Mixed-fuel | 1180.21 | 11.062 | 4908.4929 | 7366.3329 | 1324.9671 | 545.5689 | 557.9412 | N/A | 12628.9427 | 13752.7368 | 1.7144 | 1.867 | 12911.0097 | 14049.6423 | 1.7527 | 1.9073 | N/A | N/A | N/A | N/A | 8.997 | 8.7975 | N/A | 8691.3 | 1.1799 | 0.1354 | 0.052671 | 6870.56 | 332.594 | 3282.2955 | 2.5707 | 88261.65 | 5690.35
HPWH_TankInside_Ducted_Elec Base | HPWH in interior closet, ducted outside with Elec Base |  | HPWH in interior closet, ducted outside with Elec Base | PGE | PGE | CZ03 | 1978-1991 | Std | Mixed-fuel | Mixed-fuel | 1391.24 | 10.56 | 4908.4929 | 7366.3329 | 2740.2171 | 632.9179 | 688.3625 | N/A | 14608.9052 | 15809.2852 | 1.9832 | 2.1462 | 15872.953 | 17139.83 | 2.1548 | 2.3268 | N/A | N/A | N/A | N/A | 7.7553 | 7.1307 | N/A | 10106.55 | 1.372 | 0.15835 | 0.076452 | 6448.24 | 253.446 | 2987.3177 | 2.0712 | 75774.15 | 5057
HPWH_TankInside_Ducted_Elec Base | HPWH in interior closet, ducted outside with Elec Base |  | HPWH in interior closet, ducted outside with Elec Base | PGE | PGE | CZ04 | 1978-1991 | Std | Mixed-fuel | Mixed-fuel | 1109.07 | 10.277 | 4908.4929 | 7366.3329 | 775.5171 | 509.7529 | 538.4032 | N/A | 11797.3553 | 12841.1971 | 1.6015 | 1.7432 | 12450.5364 | 13528.7397 | 1.6902 | 1.8366 | N/A | N/A | N/A | N/A | 9.6292 | 9.1168 | N/A | 8141.85 | 1.1053 | 0.12861 | 0.051855 | 8341.43 | 308.038 | 3982.9374 | 2.4802 | 94572 | 7232.36
HPWH_TankInside_Ducted_Elec Base | HPWH in interior closet, ducted outside with Elec Base |  | HPWH in interior closet, ducted outside with Elec Base | CPAU | CPAU | CZ04 | 1978-1991 | Std | Mixed-fuel | Mixed-fuel | 1109.07 | 10.277 | 4908.4929 | 7366.3329 | 775.5171 | 295.6951 | 295.6951 | N/A | 6903.122 | 7655.6526 | 0.93712 | 1.0393 | 6903.122 | 7655.6526 | 0.93712 | 1.0393 | N/A | N/A | N/A | N/A | 16.5998 | 16.5998 | N/A | 8141.85 | 1.1053 | 0.12861 | 0.051855 | 8341.43 | 308.038 | 2443.3339 | 2.4802 | 94572 | 7232.36
HPWH_TankInside_Ducted_Elec Base | HPWH in interior closet, ducted outside with Elec Base |  | HPWH in interior closet, ducted outside with Elec Base | PGE | PGE | CZ05 | 1978-1991 | Std | Mixed-fuel | Mixed-fuel | 1378.29 | 10.942 | 4908.4929 | 7366.3329 | 2540.4171 | 627.6737 | 686.9641 | N/A | 14485.5254 | 15670.2195 | 1.9665 | 2.1273 | 15837.2529 | 17093.0563 | 2.15 | 2.3204 | N/A | N/A | N/A | N/A | 7.8201 | 7.1452 | N/A | 9906.75 | 1.3449 | 0.15864 | 0.081127 | 6465.53 | 233.75 | 2942.5714 | 1.9555 | 72943.65 | 5087.24
HPWH_TankInside_Ducted_Elec Base | HPWH in interior closet, ducted outside with Elec Base |  | HPWH in interior closet, ducted outside with Elec Base | SCG | PGE | CZ05 | 1978-1991 | Std | Mixed-fuel | Mixed-fuel | 1378.29 | 10.942 | 4908.4929 | 7366.3329 | 2540.4171 | 623.0964 | 682.3868 | N/A | 14347.5964 | 15444.2104 | 1.9477 | 2.0966 | 15699.3239 | 16867.0473 | 2.1312 | 2.2897 | N/A | N/A | N/A | N/A | 7.8776 | 7.1931 | N/A | 9906.75 | 1.3449 | 0.15864 | 0.081127 | 6465.53 | 233.75 | 2918.6372 | 1.9555 | 72943.65 | 5087.24
HPWH_TankInside_Ducted_Elec Base | HPWH in interior closet, ducted outside with Elec Base |  | HPWH in interior closet, ducted outside with Elec Base | SCG | SCE | CZ06 | 1978-1991 | Std | Mixed-fuel | Mixed-fuel | 1344.56 | 3.6951 | 4908.4929 | 7366.3329 | 1674.6171 | 561.0925 | 449.2617 | N/A | 12688.8017 | 13629.8597 | 1.7225 | 1.8503 | 10169.6619 | 10946.1748 | 1.3806 | 1.486 | N/A | N/A | N/A | N/A | 8.7481 | 10.9257 | N/A | 9040.95 | 1.2273 | 0.12509 | 0.12088 | 6582.27 | 81.1418 | 2409.7805 | 1.0348 | 53929.35 | 5237.71
HPWH_TankInside_Ducted_Elec Base | HPWH in interior closet, ducted outside with Elec Base |  | HPWH in interior closet, ducted outside with Elec Base | SDGE | SDGE | CZ07 | 1978-1991 | Std | Mixed-fuel | Mixed-fuel | 1313.29 | 3.329 | 4908.4929 | 7366.3329 | 1408.2171 | 752.0664 | 844.3928 | N/A | 18250.5955 | 18250.2426 | 2.4776 | 2.4775 | 20485.3023 | 20465.8679 | 2.7809 | 2.7783 | N/A | N/A | N/A | N/A | 6.5267 | 5.813 | N/A | 8774.55 | 1.1912 | 0.12052 | 0.1202 | 6870.32 | 73.68 | 3497.2607 | 1.0027 | 55894.05 | 5557.03
HPWH_TankInside_Ducted_Elec Base | HPWH in interior closet, ducted outside with Elec Base |  | HPWH in interior closet, ducted outside with Elec Base | SCG | SCE | CZ08 | 1978-1991 | Std | Mixed-fuel | Mixed-fuel | 1253.35 | 4.3961 | 4908.4929 | 7366.3329 | 1208.4171 | 528.6495 | 541.3456 | N/A | 11968.3539 | 12885.9162 | 1.6247 | 1.7493 | 12254.3525 | 13190.5957 | 1.6636 | 1.7907 | N/A | N/A | N/A | N/A | 9.285 | 9.0672 | N/A | 8574.75 | 1.164 | 0.12261 | 0.10285 | 8907.32 | 93.2702 | 3500.3372 | 1.1921 | 69014.25 | 7653.97
HPWH_TankInside_Ducted_Elec Base | HPWH in interior closet, ducted outside with Elec Base |  | HPWH in interior closet, ducted outside with Elec Base | SCG | SCE | CZ09 | 1978-1991 | Std | Mixed-fuel | Mixed-fuel | 1250.19 | 4.63 | 4908.4929 | 7366.3329 | 1158.4671 | 528.8566 | 452.8814 | N/A | 11975.776 | 12900.0834 | 1.6257 | 1.7512 | 10264.3312 | 11076.8505 | 1.3934 | 1.5037 | N/A | N/A | N/A | N/A | 9.2813 | 10.8384 | N/A | 8524.8 | 1.1573 | 0.12141 | 0.089812 | 8783.76 | 119.219 | 3417.6162 | 1.3518 | 72127.8 | 7533.57
HPWH_TankInside_Ducted_Elec Base | HPWH in interior closet, ducted outside with Elec Base |  | HPWH in interior closet, ducted outside with Elec Base | SCG | SCE | CZ10 | 1978-1991 | Std | Mixed-fuel | Mixed-fuel | 1206.06 | 4.784 | 4908.4929 | 7366.3329 | 892.0671 | 506.8281 | 460.4869 | N/A | 11480.6537 | 12375.1162 | 1.5585 | 1.68 | 10436.7544 | 11263.0316 | 1.4168 | 1.529 | N/A | N/A | N/A | N/A | 9.6847 | 10.6594 | N/A | 8258.4 | 1.1211 | 0.11856 | 0.086722 | 9770.39 | 117.077 | 3812.5455 | 1.3671 | 77189.4 | 8564.33
HPWH_TankInside_Ducted_Elec Base | HPWH in interior closet, ducted outside with Elec Base |  | HPWH in interior closet, ducted outside with Elec Base | SDGE | SDGE | CZ10 | 1978-1991 | Std | Mixed-fuel | Mixed-fuel | 1206.06 | 4.784 | 4908.4929 | 7366.3329 | 892.0671 | 699.9049 | 1103.698 | N/A | 17013.9822 | 17109.4548 | 2.3097 | 2.3227 | 26787.5562 | 26799.5752 | 3.6365 | 3.6381 | N/A | N/A | N/A | N/A | 7.0131 | 4.4473 | N/A | 8258.4 | 1.1211 | 0.11856 | 0.086722 | 9770.39 | 117.077 | 5403.6525 | 1.3671 | 77189.4 | 8564.33
HPWH_TankInside_Ducted_Elec Base | HPWH in interior closet, ducted outside with Elec Base |  | HPWH in interior closet, ducted outside with Elec Base | PGE | PGE | CZ11 | 1978-1991 | Std | Mixed-fuel | Mixed-fuel | 1051.1 | 9.185 | 4908.4929 | 7366.3329 | 359.2671 | 479.6855 | 576.3181 | N/A | 11095.7972 | 12064.0482 | 1.5063 | 1.6377 | 13298.8642 | 14383.0104 | 1.8054 | 1.9525 | N/A | N/A | N/A | N/A | 10.2327 | 8.517 | N/A | 7725.6 | 1.0488 | 0.1189 | 0.044466 | 11389.6 | 318.734 | 5385.6325 | 2.6739 | 114385.5 | 10338.5
HPWH_TankInside_Ducted_Elec Base | HPWH in interior closet, ducted outside with Elec Base |  | HPWH in interior closet, ducted outside with Elec Base | PGE | PGE | CZ12 | 1978-1991 | Std | Mixed-fuel | Mixed-fuel | 1127.1 | 9.443 | 4908.4929 | 7366.3329 | 708.9171 | 514.4936 | 492.7168 | N/A | 11893.6511 | 12914.1891 | 1.6146 | 1.7531 | 11397.174 | 12391.5942 | 1.5472 | 1.6822 | N/A | N/A | N/A | N/A | 9.5404 | 9.9621 | N/A | 8075.25 | 1.0962 | 0.12501 | 0.048619 | 8921.04 | 317.283 | 4232.8773 | 2.5712 | 99517.05 | 7793.94
HPWH_TankInside_Ducted_Elec Base | HPWH in interior closet, ducted outside with Elec Base |  | HPWH in interior closet, ducted outside with Elec Base | PGE | SMUD | CZ12 | 1978-1991 | Std | Mixed-fuel | Mixed-fuel | 1127.1 | 9.443 | 4908.4929 | 7366.3329 | 708.9171 | 172.586 | 172.586 | N/A | 4098.7058 | 4709.1806 | 0.55641 | 0.63928 | 4098.7058 | 4709.1806 | 0.55641 | 0.63928 | N/A | N/A | N/A | N/A | 28.4409 | 28.4409 | N/A | 8075.25 | 1.0962 | 0.12501 | 0.048619 | 8921.04 | 317.283 | 2301.0048 | 2.5712 | 99517.05 | 7793.94
HPWH_TankInside_Ducted_Elec Base | HPWH in interior closet, ducted outside with Elec Base |  | HPWH in interior closet, ducted outside with Elec Base | PGE | PGE | CZ13 | 1978-1991 | Std | Mixed-fuel | Mixed-fuel | 1046.6 | 7.188 | 4908.4929 | 7366.3329 | 76.2171 | 473.6333 | 639.9849 | N/A | 10927.2194 | 11812.942 | 1.4834 | 1.6036 | 14719.767 | 15805.0015 | 1.9982 | 2.1456 | N/A | N/A | N/A | N/A | 10.3635 | 7.6697 | N/A | 7442.55 | 1.0103 | 0.112 | 0.050546 | 12437.4 | 235.129 | 5686.7832 | 2.2158 | 111055.5 | 11390.8
HPWH_TankInside_Ducted_Elec Base | HPWH in interior closet, ducted outside with Elec Base |  | HPWH in interior closet, ducted outside with Elec Base | SCG | SCE | CZ14 | 1978-1991 | Std | Mixed-fuel | Mixed-fuel | 978.98 | 8.714 | 4908.4929 | 7366.3329 | -406.6329 | 424.514 | 526.9993 | N/A | 9702.9977 | 10655.2559 | 1.3172 | 1.4465 | 12011.6186 | 13114.6711 | 1.6306 | 1.7804 | N/A | N/A | N/A | N/A | 11.5626 | 9.314 | N/A | 6959.7 | 0.9448 | 0.10349 | 0.040167 | 10836.1 | 310.876 | 4641.1096 | 2.5765 | 108374.85 | 9857.12
HPWH_TankInside_Ducted_Elec Base | HPWH in interior closet, ducted outside with Elec Base |  | HPWH in interior closet, ducted outside with Elec Base | SDGE | SDGE | CZ14 | 1978-1991 | Std | Mixed-fuel | Mixed-fuel | 978.98 | 8.714 | 4908.4929 | 7366.3329 | -406.6329 | 569.0565 | 997.886 | N/A | 13912.0805 | 14248.4986 | 1.8886 | 1.9343 | 24291.644 | 24539.4342 | 3.2977 | 3.3313 | N/A | N/A | N/A | N/A | 8.6257 | 4.9189 | N/A | 6959.7 | 0.9448 | 0.10349 | 0.040167 | 10836.1 | 310.876 | 6329.8218 | 2.5765 | 108374.85 | 9857.12
HPWH_TankInside_Ducted_Elec Base | HPWH in interior closet, ducted outside with Elec Base |  | HPWH in interior closet, ducted outside with Elec Base | SCG | SCE | CZ15 | 1978-1991 | Std | Mixed-fuel | Mixed-fuel | 905.4 | 2.0035 | 4908.4929 | 7366.3329 | -1255.7829 | 380.4743 | 659.3441 | N/A | 8598.3804 | 9222.8654 | 1.1673 | 1.252 | 14880.3009 | 15915.108 | 2.02 | 2.1605 | N/A | N/A | N/A | N/A | 12.901 | 7.4445 | N/A | 6110.55 | 0.82952 | 0.08781 | 0.065032 | 17965.4 | 64.4143 | 6967.1153 | 1.3502 | 119530.35 | 17060
HPWH_TankInside_Ducted_Elec Base | HPWH in interior closet, ducted outside with Elec Base |  | HPWH in interior closet, ducted outside with Elec Base | PGE | PGE | CZ16 | 1978-1991 | Std | Mixed-fuel | Mixed-fuel | 1422.25 | 13.144 | 4908.4929 | 7366.3329 | 2973.3171 | 654.2886 | 674.7477 | N/A | 15154.9683 | 16525.7375 | 2.0573 | 2.2434 | 15621.4034 | 17016.71 | 2.1206 | 2.3101 | N/A | N/A | N/A | N/A | 7.502 | 7.2746 | N/A | 10339.65 | 1.4036 | 0.16976 | 0.033054 | 7869.28 | 757.403 | 4689.5751 | 5.1358 | 146936.25 | 6447.03
HPWH_TankInside_Ducted_Elec Base | HPWH in interior closet, ducted outside with Elec Base |  | HPWH in interior closet, ducted outside with Elec Base | PGE | PGE | CZ01 | 1992-2010 | Std | Mixed-fuel | Mixed-fuel | 1411.69 | 16.419 | 4908.4929 | 7366.3329 | 3356.2671 | 661.1418 | 732.6332 | N/A | 15359.6156 | 16857.6766 | 2.0851 | 2.2885 | 16989.5048 | 18573.3082 | 2.3064 | 2.5214 | N/A | N/A | N/A | N/A | 7.4243 | 6.6998 | N/A | 10722.6 | 1.4556 | 0.18599 | 0.067604 | 6792.33 | 365.701 | 3357.8426 | 2.7512 | 91475.1 | 5380.64
HPWH_TankInside_Ducted_Elec Base | HPWH in interior closet, ducted outside with Elec Base |  | HPWH in interior closet, ducted outside with Elec Base | PGE | PGE | CZ02 | 1992-2010 | Std | Mixed-fuel | Mixed-fuel | 1201.24 | 10.738 | 4908.4929 | 7366.3329 | 1358.2671 | 553.9267 | 555.6348 | N/A | 12802.7362 | 13895.3503 | 1.738 | 1.8863 | 12841.678 | 13936.3407 | 1.7433 | 1.8919 | N/A | N/A | N/A | N/A | 8.8613 | 8.834 | N/A | 8724.6 | 1.1844 | 0.13407 | 0.060394 | 6534.96 | 277.753 | 2987.8913 | 2.2199 | 79187.4 | 5333.72
HPWH_TankInside_Ducted_Elec Base | HPWH in interior closet, ducted outside with Elec Base |  | HPWH in interior closet, ducted outside with Elec Base | PGE | PGE | CZ03 | 1992-2010 | Std | Mixed-fuel | Mixed-fuel | 1390.35 | 10.397 | 4908.4929 | 7366.3329 | 2706.9171 | 630.5787 | 679.9144 | N/A | 14540.7972 | 15702.0213 | 1.974 | 2.1316 | 15665.5721 | 16885.9664 | 2.1266 | 2.2923 | N/A | N/A | N/A | N/A | 7.7841 | 7.2193 | N/A | 10073.25 | 1.3675 | 0.15732 | 0.085549 | 6367.74 | 215.873 | 2863.1508 | 1.8389 | 70312.95 | 4977.39
HPWH_TankInside_Ducted_Elec Base | HPWH in interior closet, ducted outside with Elec Base |  | HPWH in interior closet, ducted outside with Elec Base | PGE | PGE | CZ04 | 1992-2010 | Std | Mixed-fuel | Mixed-fuel | 1135.09 | 9.854 | 4908.4929 | 7366.3329 | 858.7671 | 519.1492 | 511.8708 | N/A | 11993.0884 | 13002.7247 | 1.6281 | 1.7652 | 11827.1535 | 12828.0606 | 1.6056 | 1.7414 | N/A | N/A | N/A | N/A | 9.4549 | 9.5893 | N/A | 8225.1 | 1.1166 | 0.12652 | 0.059924 | 7020.68 | 255.645 | 3200.9296 | 2.1113 | 79903.35 | 5885.59
HPWH_TankInside_Ducted_Elec Base | HPWH in interior closet, ducted outside with Elec Base |  | HPWH in interior closet, ducted outside with Elec Base | CPAU | CPAU | CZ04 | 1992-2010 | Std | Mixed-fuel | Mixed-fuel | 1135.09 | 9.854 | 4908.4929 | 7366.3329 | 858.7671 | 294.8994 | 294.8994 | N/A | 6832.055 | 7453.4375 | 0.92747 | 1.0118 | 6832.055 | 7453.4375 | 0.92747 | 1.0118 | N/A | N/A | N/A | N/A | 16.6446 | 16.6446 | N/A | 8225.1 | 1.1166 | 0.12652 | 0.059924 | 7020.68 | 255.645 | 2005.5164 | 2.1113 | 79903.35 | 5885.59
HPWH_TankInside_Ducted_Elec Base | HPWH in interior closet, ducted outside with Elec Base |  | HPWH in interior closet, ducted outside with Elec Base | PGE | PGE | CZ05 | 1992-2010 | Std | Mixed-fuel | Mixed-fuel | 1375.64 | 10.902 | 4908.4929 | 7366.3329 | 2523.7671 | 625.1096 | 677.1874 | N/A | 14418.0088 | 15577.3381 | 1.9573 | 2.1147 | 15605.2982 | 16827.0864 | 2.1185 | 2.2843 | N/A | N/A | N/A | N/A | 7.8522 | 7.2484 | N/A | 9890.1 | 1.3426 | 0.15825 | 0.0896 | 6386.91 | 203.373 | 2842.6186 | 1.7662 | 68498.1 | 5011.27
HPWH_TankInside_Ducted_Elec Base | HPWH in interior closet, ducted outside with Elec Base |  | HPWH in interior closet, ducted outside with Elec Base | SCG | PGE | CZ05 | 1992-2010 | Std | Mixed-fuel | Mixed-fuel | 1375.64 | 10.902 | 4908.4929 | 7366.3329 | 2523.7671 | 621.6197 | 673.6974 | N/A | 14312.8447 | 15405.0172 | 1.943 | 2.0913 | 15500.1341 | 16654.7655 | 2.1042 | 2.2609 | N/A | N/A | N/A | N/A | 7.8963 | 7.2859 | N/A | 9890.1 | 1.3426 | 0.15825 | 0.0896 | 6386.91 | 203.373 | 2828.9926 | 1.7662 | 68498.1 | 5011.27
HPWH_TankInside_Ducted_Elec Base | HPWH in interior closet, ducted outside with Elec Base |  | HPWH in interior closet, ducted outside with Elec Base | SCG | SCE | CZ06 | 1992-2010 | Std | Mixed-fuel | Mixed-fuel | 1376.94 | 3.6908 | 4908.4929 | 7366.3329 | 1857.7671 | 574.9409 | 437.3903 | N/A | 13000.5604 | 13961.5398 | 1.7649 | 1.8953 | 9902.0459 | 10660.6367 | 1.3442 | 1.4472 | N/A | N/A | N/A | N/A | 8.5374 | 11.2222 | N/A | 9224.1 | 1.2522 | 0.12582 | 0.12983 | 6105.24 | 73.3606 | 2176.5444 | 0.96911 | 50099.85 | 4728.3
HPWH_TankInside_Ducted_Elec Base | HPWH in interior closet, ducted outside with Elec Base |  | HPWH in interior closet, ducted outside with Elec Base | SDGE | SDGE | CZ07 | 1992-2010 | Std | Mixed-fuel | Mixed-fuel | 1347.34 | 3.3842 | 4908.4929 | 7366.3329 | 1591.3671 | 773.2243 | 789.0048 | N/A | 18763.443 | 18761.1218 | 2.5472 | 2.5469 | 19145.4016 | 19139.8189 | 2.599 | 2.5983 | N/A | N/A | N/A | N/A | 6.3481 | 6.2211 | N/A | 8957.7 | 1.216 | 0.12184 | 0.12952 | 6210.04 | 67.6832 | 3039.6677 | 0.94071 | 50965.65 | 4862.7
HPWH_TankInside_Ducted_Elec Base | HPWH in interior closet, ducted outside with Elec Base |  | HPWH in interior closet, ducted outside with Elec Base | SCG | SCE | CZ08 | 1992-2010 | Std | Mixed-fuel | Mixed-fuel | 1276 | 4.3355 | 4908.4929 | 7366.3329 | 1308.3171 | 536.7872 | 459.6676 | N/A | 12150.7697 | 13078.2078 | 1.6495 | 1.7754 | 10413.545 | 11227.5111 | 1.4137 | 1.5242 | N/A | N/A | N/A | N/A | 9.1442 | 10.6784 | N/A | 8674.65 | 1.1776 | 0.12238 | 0.11399 | 7273.37 | 82.2275 | 2745.8886 | 1.0736 | 58358.25 | 5997.37
HPWH_TankInside_Ducted_Elec Base | HPWH in interior closet, ducted outside with Elec Base |  | HPWH in interior closet, ducted outside with Elec Base | SCG | SCE | CZ09 | 1992-2010 | Std | Mixed-fuel | Mixed-fuel | 1278.62 | 4.5548 | 4908.4929 | 7366.3329 | 1275.0171 | 538.8104 | 379.8781 | N/A | 12198.9626 | 13135.4917 | 1.656 | 1.7832 | 8618.7962 | 9321.4762 | 1.17 | 1.2654 | N/A | N/A | N/A | N/A | 9.1099 | 12.9212 | N/A | 8641.35 | 1.1731 | 0.12132 | 0.10137 | 7213.67 | 102.436 | 2674.3895 | 1.1968 | 60889.05 | 5935.05
HPWH_TankInside_Ducted_Elec Base | HPWH in interior closet, ducted outside with Elec Base |  | HPWH in interior closet, ducted outside with Elec Base | SCG | SCE | CZ10 | 1992-2010 | Std | Mixed-fuel | Mixed-fuel | 1234.47 | 4.6759 | 4908.4929 | 7366.3329 | 1075.2171 | 516.8483 | 356.6839 | N/A | 11704.8517 | 12610.5072 | 1.589 | 1.7119 | 8096.9314 | 8766.925 | 1.0992 | 1.1901 | N/A | N/A | N/A | N/A | 9.497 | 13.7615 | N/A | 8441.55 | 1.146 | 0.11821 | 0.098211 | 7737.28 | 100.653 | 2870.9374 | 1.2036 | 63586.35 | 6502.81
HPWH_TankInside_Ducted_Elec Base | HPWH in interior closet, ducted outside with Elec Base |  | HPWH in interior closet, ducted outside with Elec Base | SDGE | SDGE | CZ10 | 1992-2010 | Std | Mixed-fuel | Mixed-fuel | 1234.47 | 4.6759 | 4908.4929 | 7366.3329 | 1075.2171 | 713.3984 | 875.8198 | N/A | 17335.4516 | 17411.2939 | 2.3533 | 2.3636 | 21266.7638 | 21309.0379 | 2.887 | 2.8928 | N/A | N/A | N/A | N/A | 6.8804 | 5.6045 | N/A | 8441.55 | 1.146 | 0.11821 | 0.098211 | 7737.28 | 100.653 | 4076.6127 | 1.2036 | 63586.35 | 6502.81
HPWH_TankInside_Ducted_Elec Base | HPWH in interior closet, ducted outside with Elec Base |  | HPWH in interior closet, ducted outside with Elec Base | PGE | PGE | CZ11 | 1992-2010 | Std | Mixed-fuel | Mixed-fuel | 1077.89 | 8.682 | 4908.4929 | 7366.3329 | 492.4671 | 490.4624 | 458.4723 | N/A | 11332.371 | 12291.1062 | 1.5384 | 1.6686 | 10603.0484 | 11523.4166 | 1.4394 | 1.5643 | N/A | N/A | N/A | N/A | 10.0079 | 10.7062 | N/A | 7858.8 | 1.0669 | 0.11693 | 0.053508 | 8745.81 | 254.352 | 3951.4708 | 2.1853 | 90609.3 | 7667.92
HPWH_TankInside_Ducted_Elec Base | HPWH in interior closet, ducted outside with Elec Base |  | HPWH in interior closet, ducted outside with Elec Base | PGE | PGE | CZ12 | 1992-2010 | Std | Mixed-fuel | Mixed-fuel | 1152.58 | 9.006 | 4908.4929 | 7366.3329 | 758.8671 | 524.8425 | 452.1476 | N/A | 12120.8872 | 13132.4322 | 1.6454 | 1.7828 | 10463.5601 | 11387.9192 | 1.4205 | 1.5459 | N/A | N/A | N/A | N/A | 9.3523 | 10.856 | N/A | 8125.2 | 1.103 | 0.123 | 0.057131 | 7335.65 | 258.809 | 3307.0157 | 2.153 | 82450.8 | 6183.07
HPWH_TankInside_Ducted_Elec Base | HPWH in interior closet, ducted outside with Elec Base |  | HPWH in interior closet, ducted outside with Elec Base | PGE | SMUD | CZ12 | 1992-2010 | Std | Mixed-fuel | Mixed-fuel | 1152.58 | 9.006 | 4908.4929 | 7366.3329 | 758.8671 | 175.5666 | 175.5666 | N/A | 4157.9573 | 4750.6021 | 0.56445 | 0.64491 | 4157.9573 | 4750.6021 | 0.56445 | 0.64491 | N/A | N/A | N/A | N/A | 27.958 | 27.958 | N/A | 8125.2 | 1.103 | 0.123 | 0.057131 | 7335.65 | 258.809 | 1846.6842 | 2.153 | 82450.8 | 6183.07
HPWH_TankInside_Ducted_Elec Base | HPWH in interior closet, ducted outside with Elec Base |  | HPWH in interior closet, ducted outside with Elec Base | PGE | PGE | CZ13 | 1992-2010 | Std | Mixed-fuel | Mixed-fuel | 1075.31 | 6.799 | 4908.4929 | 7366.3329 | 209.4171 | 483.4967 | 483.2775 | N/A | 11130.0669 | 11973.4482 | 1.5109 | 1.6254 | 11125.0692 | 11968.1877 | 1.5103 | 1.6247 | N/A | N/A | N/A | N/A | 10.1521 | 10.1567 | N/A | 7575.75 | 1.0284 | 0.11102 | 0.060519 | 9272.68 | 191.308 | 4060.6623 | 1.8345 | 86496.75 | 8197.37
HPWH_TankInside_Ducted_Elec Base | HPWH in interior closet, ducted outside with Elec Base |  | HPWH in interior closet, ducted outside with Elec Base | SCG | SCE | CZ14 | 1992-2010 | Std | Mixed-fuel | Mixed-fuel | 1008.96 | 8.456 | 4908.4929 | 7366.3329 | -273.4329 | 435.5112 | 384.4297 | N/A | 9940.8116 | 10886.0921 | 1.3495 | 1.4778 | 8790.1315 | 9660.2519 | 1.1933 | 1.3114 | N/A | N/A | N/A | N/A | 11.2706 | 12.7682 | N/A | 7092.9 | 0.96288 | 0.1029 | 0.047638 | 8452.76 | 254.836 | 3464.0483 | 2.1601 | 87562.35 | 7443.8
HPWH_TankInside_Ducted_Elec Base | HPWH in interior closet, ducted outside with Elec Base |  | HPWH in interior closet, ducted outside with Elec Base | SDGE | SDGE | CZ14 | 1992-2010 | Std | Mixed-fuel | Mixed-fuel | 1008.96 | 8.456 | 4908.4929 | 7366.3329 | -273.4329 | 556.1208 | 726.2795 | N/A | 13592.2643 | 13909.3304 | 1.8452 | 1.8882 | 17710.8546 | 17992.7533 | 2.4043 | 2.4426 | N/A | N/A | N/A | N/A | 8.8263 | 6.7584 | N/A | 7092.9 | 0.96288 | 0.1029 | 0.047638 | 8452.76 | 254.836 | 4702.1958 | 2.1601 | 87562.35 | 7443.8
HPWH_TankInside_Ducted_Elec Base | HPWH in interior closet, ducted outside with Elec Base |  | HPWH in interior closet, ducted outside with Elec Base | SCG | SCE | CZ15 | 1992-2010 | Std | Mixed-fuel | Mixed-fuel | 950.4 | 1.8055 | 4908.4929 | 7366.3329 | -989.3829 | 394.1896 | 314.9677 | N/A | 8904.6695 | 9543.1055 | 1.2088 | 1.2955 | 7120.0885 | 7641.9594 | 0.96657 | 1.0374 | N/A | N/A | N/A | N/A | 12.4521 | 15.5841 | N/A | 6376.95 | 0.86569 | 0.08849 | 0.078888 | 12302.5 | 56.7823 | 4514.3171 | 1.1217 | 85780.8 | 11352.1
HPWH_TankInside_Ducted_Elec Base | HPWH in interior closet, ducted outside with Elec Base |  | HPWH in interior closet, ducted outside with Elec Base | PGE | PGE | CZ16 | 1992-2010 | Std | Mixed-fuel | Mixed-fuel | 1431.22 | 12.254 | 4908.4929 | 7366.3329 | 2923.3671 | 654.4438 | 639.8072 | N/A | 15127.665 | 16422.7477 | 2.0536 | 2.2294 | 14793.9737 | 16071.5022 | 2.0083 | 2.1818 | N/A | N/A | N/A | N/A | 7.5003 | 7.6718 | N/A | 10289.7 | 1.3969 | 0.16509 | 0.04916 | 7312.87 | 462.505 | 3712.2019 | 3.3582 | 106526.7 | 5881.65
HPWH_TankInside_Ducted_Elec Base | HPWH in interior closet, ducted outside with Elec Base |  | HPWH in interior closet, ducted outside with Elec Base | PGE | PGE | CZ01 | Pre1978 | CARE | Mixed-fuel | Mixed-fuel | 1412.91 | 19.558 | 4908.4929 | 7366.3329 | 3722.5671 | 441.9412 | 516.5589 | N/A | 10349.8122 | 11554.5196 | 1.405 | 1.5686 | 12050.976 | 13345.1754 | 1.636 | 1.8116 | N/A | N/A | N/A | N/A | 11.1067 | 9.5023 | N/A | 11088.9 | 1.5053 | 0.20432 | 0.037724 | 7200.79 | 812.541 | 3223.3763 | 5.4161 | 149317.2 | 5787.88
HPWH_TankInside_Ducted_Elec Base | HPWH in interior closet, ducted outside with Elec Base |  | HPWH in interior closet, ducted outside with Elec Base | PGE | PGE | CZ02 | Pre1978 | CARE | Mixed-fuel | Mixed-fuel | 1172.1 | 10.993 | 4908.4929 | 7366.3329 | 1225.0671 | 356.5494 | 375.1003 | N/A | 8285.6 | 9099.0538 | 1.1248 | 1.2352 | 8708.5303 | 9544.2329 | 1.1822 | 1.2957 | N/A | N/A | N/A | N/A | 13.7667 | 13.0858 | N/A | 8591.4 | 1.1663 | 0.13478 | 0.042333 | 7317.95 | 431.98 | 2521.4726 | 3.1838 | 103346.55 | 6145.85
HPWH_TankInside_Ducted_Elec Base | HPWH in interior closet, ducted outside with Elec Base |  | HPWH in interior closet, ducted outside with Elec Base | PGE | PGE | CZ03 | Pre1978 | CARE | Mixed-fuel | Mixed-fuel | 1387.4 | 10.934 | 4908.4929 | 7366.3329 | 2756.8671 | 415.2216 | 458.3554 | N/A | 9618.5884 | 10490.9908 | 1.3057 | 1.4242 | 10601.9699 | 11526.1043 | 1.4392 | 1.5647 | N/A | N/A | N/A | N/A | 11.8214 | 10.7089 | N/A | 10123.2 | 1.3743 | 0.16058 | 0.062454 | 6574.2 | 336.215 | 2164.9803 | 2.5712 | 87112.8 | 5186.8
HPWH_TankInside_Ducted_Elec Base | HPWH in interior closet, ducted outside with Elec Base |  | HPWH in interior closet, ducted outside with Elec Base | PGE | PGE | CZ04 | Pre1978 | CARE | Mixed-fuel | Mixed-fuel | 1104.62 | 10.243 | 4908.4929 | 7366.3329 | 742.2171 | 334.1937 | 378.8301 | N/A | 7762.8051 | 8517.1703 | 1.0538 | 1.1562 | 8780.4418 | 9588.3411 | 1.192 | 1.3016 | N/A | N/A | N/A | N/A | 14.6876 | 12.957 | N/A | 8108.55 | 1.1008 | 0.12823 | 0.041278 | 9307.18 | 407.207 | 3130.3456 | 3.1065 | 112903.65 | 8202.56
HPWH_TankInside_Ducted_Elec Base | HPWH in interior closet, ducted outside with Elec Base |  | HPWH in interior closet, ducted outside with Elec Base | CPAU | CPAU | CZ04 | Pre1978 | CARE | Mixed-fuel | Mixed-fuel | 1104.62 | 10.243 | 4908.4929 | 7366.3329 | 742.2171 | 0 | 0 | N/A | 0 | 0 | 0 | 0 | 0 | 0 | 0 | 0 | N/A | N/A | N/A | N/A | #DIV/0! | #DIV/0! | N/A | 8108.55 | 1.1008 | 0.12823 | 0.041278 | 9307.18 | 407.207 | 0 | 3.1065 | 112903.65 | 8202.56
HPWH_TankInside_Ducted_Elec Base | HPWH in interior closet, ducted outside with Elec Base |  | HPWH in interior closet, ducted outside with Elec Base | PGE | PGE | CZ05 | Pre1978 | CARE | Mixed-fuel | Mixed-fuel | 1379.12 | 11.21 | 4908.4929 | 7366.3329 | 2590.3671 | 413.7878 | 459.9336 | N/A | 9588.2618 | 10464.7545 | 1.3016 | 1.4206 | 10640.3122 | 11572.1493 | 1.4445 | 1.571 | N/A | N/A | N/A | N/A | 11.8623 | 10.6722 | N/A | 9956.7 | 1.3516 | 0.1602 | 0.065642 | 6586.85 | 314.16 | 2119.0053 | 2.4405 | 83849.4 | 5207.73
HPWH_TankInside_Ducted_Elec Base | HPWH in interior closet, ducted outside with Elec Base |  | HPWH in interior closet, ducted outside with Elec Base | SCG | PGE | CZ05 | Pre1978 | CARE | Mixed-fuel | Mixed-fuel | 1379.12 | 11.21 | 4908.4929 | 7366.3329 | 2590.3671 | 410.0305 | 456.1763 | N/A | 9475.0438 | 10279.2366 | 1.2863 | 1.3954 | 10527.0941 | 11386.6314 | 1.4291 | 1.5458 | N/A | N/A | N/A | N/A | 11.971 | 10.7601 | N/A | 9956.7 | 1.3516 | 0.1602 | 0.065642 | 6586.85 | 314.16 | 2070.3641 | 2.4405 | 83849.4 | 5207.73
HPWH_TankInside_Ducted_Elec Base | HPWH in interior closet, ducted outside with Elec Base |  | HPWH in interior closet, ducted outside with Elec Base | SCG | SCE | CZ06 | Pre1978 | CARE | Mixed-fuel | Mixed-fuel | 1338.82 | 4.138 | 4908.4929 | 7366.3329 | 1707.9171 | 378.1794 | 317.947 | N/A | 8562.2239 | 9219.6364 | 1.1623 | 1.2516 | 7205.4063 | 7774.1943 | 0.97815 | 1.0554 | N/A | N/A | N/A | N/A | 12.9793 | 15.4381 | N/A | 9074.25 | 1.2319 | 0.12765 | 0.10468 | 7055.6 | 109.051 | 1774.5912 | 1.2195 | 60206.4 | 5716.78
HPWH_TankInside_Ducted_Elec Base | HPWH in interior closet, ducted outside with Elec Base |  | HPWH in interior closet, ducted outside with Elec Base | SDGE | SDGE | CZ07 | Pre1978 | CARE | Mixed-fuel | Mixed-fuel | 1311.24 | 3.8706 | 4908.4929 | 7366.3329 | 1491.4671 | 491.9248 | 590.6966 | N/A | 11952.075 | 11999.1004 | 1.6225 | 1.6289 | 14342.7877 | 14369.3994 | 1.9471 | 1.9507 | N/A | N/A | N/A | N/A | 9.9781 | 8.3097 | N/A | 8857.8 | 1.2025 | 0.12394 | 0.10651 | 7388.75 | 97.4705 | 2511.7423 | 1.1637 | 62221.05 | 6077.51
HPWH_TankInside_Ducted_Elec Base | HPWH in interior closet, ducted outside with Elec Base |  | HPWH in interior closet, ducted outside with Elec Base | SCG | SCE | CZ08 | Pre1978 | CARE | Mixed-fuel | Mixed-fuel | 1252.16 | 4.647 | 4908.4929 | 7366.3329 | 1225.0671 | 357.9231 | 403.8907 | N/A | 8112.278 | 8754.7329 | 1.1013 | 1.1885 | 9147.7613 | 9857.8518 | 1.2418 | 1.3382 | N/A | N/A | N/A | N/A | 13.7138 | 12.153 | N/A | 8591.4 | 1.1663 | 0.12406 | 0.088067 | 9864.2 | 124.723 | 2656.7212 | 1.4087 | 78404.85 | 8612.04
HPWH_TankInside_Ducted_Elec Base | HPWH in interior closet, ducted outside with Elec Base |  | HPWH in interior closet, ducted outside with Elec Base | SCG | SCE | CZ09 | Pre1978 | CARE | Mixed-fuel | Mixed-fuel | 1247.71 | 4.978 | 4908.4929 | 7366.3329 | 1208.4171 | 357.4109 | 341.1727 | N/A | 8103.9543 | 8753.1632 | 1.1001 | 1.1883 | 7738.1656 | 8363.482 | 1.0505 | 1.1354 | N/A | N/A | N/A | N/A | 13.7335 | 14.3871 | N/A | 8574.75 | 1.164 | 0.1233 | 0.076405 | 9730.7 | 157.936 | 2615.9312 | 1.6138 | 82550.7 | 8482.99
HPWH_TankInside_Ducted_Elec Base | HPWH in interior closet, ducted outside with Elec Base |  | HPWH in interior closet, ducted outside with Elec Base | SCG | SCE | CZ10 | Pre1978 | CARE | Mixed-fuel | Mixed-fuel | 1204.95 | 5.023 | 4908.4929 | 7366.3329 | 925.3671 | 343.4581 | 360.8348 | N/A | 7789.3559 | 8417.3546 | 1.0574 | 1.1427 | 8180.7897 | 8834.356 | 1.1106 | 1.1993 | N/A | N/A | N/A | N/A | 14.2914 | 13.6032 | N/A | 8291.7 | 1.1256 | 0.12009 | 0.073126 | 11004.6 | 156.916 | 2966.5593 | 1.6422 | 89244 | 9799.65
HPWH_TankInside_Ducted_Elec Base | HPWH in interior closet, ducted outside with Elec Base |  | HPWH in interior closet, ducted outside with Elec Base | SDGE | SDGE | CZ10 | Pre1978 | CARE | Mixed-fuel | Mixed-fuel | 1204.95 | 5.023 | 4908.4929 | 7366.3329 | 925.3671 | 457.124 | 818.0293 | N/A | 11126.264 | 11234.6814 | 1.5104 | 1.5251 | 19861.7631 | 19895.5907 | 2.6963 | 2.7009 | N/A | N/A | N/A | N/A | 10.7378 | 6.0004 | N/A | 8291.7 | 1.1256 | 0.12009 | 0.073126 | 11004.6 | 156.916 | 4078.1562 | 1.6422 | 89244 | 9799.65
HPWH_TankInside_Ducted_Elec Base | HPWH in interior closet, ducted outside with Elec Base |  | HPWH in interior closet, ducted outside with Elec Base | PGE | PGE | CZ11 | Pre1978 | CARE | Mixed-fuel | Mixed-fuel | 1054.7 | 9.066 | 4908.4929 | 7366.3329 | 375.9171 | 316.9377 | 435.4413 | N/A | 7358.143 | 8064.1304 | 0.99889 | 1.0947 | 10059.8346 | 10907.948 | 1.3657 | 1.4808 | N/A | N/A | N/A | N/A | 15.4872 | 11.2725 | N/A | 7742.25 | 1.051 | 0.11805 | 0.035006 | 13013.7 | 425.589 | 4269.9573 | 3.3723 | 137612.25 | 11959
HPWH_TankInside_Ducted_Elec Base | HPWH in interior closet, ducted outside with Elec Base |  | HPWH in interior closet, ducted outside with Elec Base | PGE | PGE | CZ12 | Pre1978 | CARE | Mixed-fuel | Mixed-fuel | 1126.45 | 9.431 | 4908.4929 | 7366.3329 | 708.9171 | 338.0184 | 353.8191 | N/A | 7838.0449 | 8567.5843 | 1.064 | 1.1631 | 8198.2756 | 8946.7654 | 1.1129 | 1.2145 | N/A | N/A | N/A | N/A | 14.5214 | 13.8729 | N/A | 8075.25 | 1.0962 | 0.12485 | 0.039054 | 9960.86 | 415.25 | 3317.4867 | 3.1969 | 118248.3 | 8834.41
HPWH_TankInside_Ducted_Elec Base | HPWH in interior closet, ducted outside with Elec Base |  | HPWH in interior closet, ducted outside with Elec Base | PGE | SMUD | CZ12 | Pre1978 | CARE | Mixed-fuel | Mixed-fuel | 1126.45 | 9.431 | 4908.4929 | 7366.3329 | 708.9171 | 17.9644 | 17.9644 | N/A | 541.3274 | 887.0136 | 0.073487 | 0.12041 | 541.3274 | 887.0136 | 0.073487 | 0.12041 | N/A | N/A | N/A | N/A | 273.2342 | 273.2342 | N/A | 8075.25 | 1.0962 | 0.12485 | 0.039054 | 9960.86 | 415.25 | 688.9196 | 3.1969 | 118248.3 | 8834.41
HPWH_TankInside_Ducted_Elec Base | HPWH in interior closet, ducted outside with Elec Base |  | HPWH in interior closet, ducted outside with Elec Base | PGE | PGE | CZ13 | Pre1978 | CARE | Mixed-fuel | Mixed-fuel | 1044.8 | 7.392 | 4908.4929 | 7366.3329 | 109.5171 | 310.0773 | 484.5225 | N/A | 7173.5161 | 7801.8569 | 0.97382 | 1.0591 | 11150.5879 | 11988.1477 | 1.5137 | 1.6274 | N/A | N/A | N/A | N/A | 15.8299 | 10.1306 | N/A | 7475.85 | 1.0149 | 0.11337 | 0.041617 | 14282.9 | 308.663 | 4437.1671 | 2.7241 | 131634.9 | 13238.1
HPWH_TankInside_Ducted_Elec Base | HPWH in interior closet, ducted outside with Elec Base |  | HPWH in interior closet, ducted outside with Elec Base | SCG | SCE | CZ14 | Pre1978 | CARE | Mixed-fuel | Mixed-fuel | 978.5 | 8.842 | 4908.4929 | 7366.3329 | -389.9829 | 289.0123 | 425.5085 | N/A | 6626.0408 | 7321.4607 | 0.8995 | 0.99391 | 9700.8033 | 10597.0603 | 1.3169 | 1.4386 | N/A | N/A | N/A | N/A | 16.9837 | 11.5356 | N/A | 6976.35 | 0.94706 | 0.1045 | 0.031918 | 12322.5 | 419.833 | 3771.6593 | 3.274 | 130819.05 | 11344
HPWH_TankInside_Ducted_Elec Base | HPWH in interior closet, ducted outside with Elec Base |  | HPWH in interior closet, ducted outside with Elec Base | SDGE | SDGE | CZ14 | Pre1978 | CARE | Mixed-fuel | Mixed-fuel | 978.5 | 8.842 | 4908.4929 | 7366.3329 | -389.9829 | 375.9202 | 772.7831 | N/A | 9209.7899 | 9495.7777 | 1.2503 | 1.2891 | 18815.6192 | 19019.5858 | 2.5543 | 2.582 | N/A | N/A | N/A | N/A | 13.0573 | 6.3517 | N/A | 6976.35 | 0.94706 | 0.1045 | 0.031918 | 12322.5 | 419.833 | 4992.194 | 3.274 | 130819.05 | 11344
HPWH_TankInside_Ducted_Elec Base | HPWH in interior closet, ducted outside with Elec Base |  | HPWH in interior closet, ducted outside with Elec Base | SCG | SCE | CZ15 | Pre1978 | CARE | Mixed-fuel | Mixed-fuel | 911.1 | 2.3187 | 4908.4929 | 7366.3329 | -1155.8829 | 259.2437 | 587.5604 | N/A | 5864.8768 | 6304.8677 | 0.79617 | 0.8559 | 13260.6562 | 14183.7241 | 1.8002 | 1.9255 | N/A | N/A | N/A | N/A | 18.9339 | 8.354 | N/A | 6210.45 | 0.84309 | 0.08987 | 0.057407 | 21225.3 | 83.4367 | 5642.4808 | 1.5655 | 140908.95 | 20314.2
HPWH_TankInside_Ducted_Elec Base | HPWH in interior closet, ducted outside with Elec Base |  | HPWH in interior closet, ducted outside with Elec Base | PGE | PGE | CZ16 | Pre1978 | CARE | Mixed-fuel | Mixed-fuel | 1421.03 | 13.303 | 4908.4929 | 7366.3329 | 3006.6171 | 429.9236 | 462.094 | N/A | 9992.0444 | 10976.2306 | 1.3564 | 1.4901 | 10725.4787 | 11748.2481 | 1.456 | 1.5949 | N/A | N/A | N/A | N/A | 11.4171 | 10.6223 | N/A | 10372.95 | 1.4082 | 0.17066 | 0.027086 | 8393.95 | 949.56 | 3780.4713 | 6.3007 | 174208.95 | 6972.92
HPWH_TankInside_Ducted_Elec Base | HPWH in interior closet, ducted outside with Elec Base |  | HPWH in interior closet, ducted outside with Elec Base | PGE | PGE | CZ01 | 1978-1991 | CARE | Mixed-fuel | Mixed-fuel | 1413.7 | 19.626 | 4908.4929 | 7366.3329 | 3739.2171 | 441.8402 | 505.1363 | N/A | 10345.3853 | 11544.7441 | 1.4044 | 1.5672 | 11788.434 | 13063.7063 | 1.6003 | 1.7734 | N/A | N/A | N/A | N/A | 11.1092 | 9.7172 | N/A | 11105.55 | 1.5076 | 0.20463 | 0.046521 | 7038.15 | 642.198 | 2845.7829 | 4.3987 | 127156.05 | 5624.45
HPWH_TankInside_Ducted_Elec Base | HPWH in interior closet, ducted outside with Elec Base |  | HPWH in interior closet, ducted outside with Elec Base | PGE | PGE | CZ02 | 1978-1991 | CARE | Mixed-fuel | Mixed-fuel | 1180.21 | 11.062 | 4908.4929 | 7366.3329 | 1324.9671 | 358.2565 | 366.2984 | N/A | 8318.3977 | 9118.8438 | 1.1292 | 1.2379 | 8501.7413 | 9311.8324 | 1.1541 | 1.2641 | N/A | N/A | N/A | N/A | 13.7011 | 13.4003 | N/A | 8691.3 | 1.1799 | 0.1354 | 0.052671 | 6870.56 | 332.594 | 2188.7132 | 2.5707 | 88261.65 | 5690.35
HPWH_TankInside_Ducted_Elec Base | HPWH in interior closet, ducted outside with Elec Base |  | HPWH in interior closet, ducted outside with Elec Base | PGE | PGE | CZ03 | 1978-1991 | CARE | Mixed-fuel | Mixed-fuel | 1391.24 | 10.56 | 4908.4929 | 7366.3329 | 2740.2171 | 414.8112 | 450.8502 | N/A | 9598.6802 | 10444.6329 | 1.303 | 1.4179 | 10420.3113 | 11309.487 | 1.4146 | 1.5353 | N/A | N/A | N/A | N/A | 11.8331 | 10.8872 | N/A | 10106.55 | 1.372 | 0.15835 | 0.076452 | 6448.24 | 253.446 | 1972.1111 | 2.0712 | 75774.15 | 5057
HPWH_TankInside_Ducted_Elec Base | HPWH in interior closet, ducted outside with Elec Base |  | HPWH in interior closet, ducted outside with Elec Base | PGE | PGE | CZ04 | 1978-1991 | CARE | Mixed-fuel | Mixed-fuel | 1109.07 | 10.277 | 4908.4929 | 7366.3329 | 775.5171 | 334.6874 | 353.3101 | N/A | 7769.1673 | 8512.0895 | 1.0547 | 1.1555 | 8193.7351 | 8958.9922 | 1.1123 | 1.2162 | N/A | N/A | N/A | N/A | 14.6659 | 13.8929 | N/A | 8141.85 | 1.1053 | 0.12861 | 0.051855 | 8341.43 | 308.038 | 2636.6949 | 2.4802 | 94572 | 7232.36
HPWH_TankInside_Ducted_Elec Base | HPWH in interior closet, ducted outside with Elec Base |  | HPWH in interior closet, ducted outside with Elec Base | CPAU | CPAU | CZ04 | 1978-1991 | CARE | Mixed-fuel | Mixed-fuel | 1109.07 | 10.277 | 4908.4929 | 7366.3329 | 775.5171 | 0 | 0 | N/A | 0 | 0 | 0 | 0 | 0 | 0 | 0 | 0 | N/A | N/A | N/A | N/A | #DIV/0! | #DIV/0! | N/A | 8141.85 | 1.1053 | 0.12861 | 0.051855 | 8341.43 | 308.038 | 0 | 2.4802 | 94572 | 7232.36
HPWH_TankInside_Ducted_Elec Base | HPWH in interior closet, ducted outside with Elec Base |  | HPWH in interior closet, ducted outside with Elec Base | PGE | PGE | CZ05 | 1978-1991 | CARE | Mixed-fuel | Mixed-fuel | 1378.29 | 10.942 | 4908.4929 | 7366.3329 | 2540.4171 | 411.3151 | 449.8539 | N/A | 9515.8523 | 10349.9289 | 1.2918 | 1.405 | 10394.4752 | 11274.7729 | 1.4111 | 1.5306 | N/A | N/A | N/A | N/A | 11.9337 | 10.9113 | N/A | 9906.75 | 1.3449 | 0.15864 | 0.081127 | 6465.53 | 233.75 | 1935.6536 | 1.9555 | 72943.65 | 5087.24
HPWH_TankInside_Ducted_Elec Base | HPWH in interior closet, ducted outside with Elec Base |  | HPWH in interior closet, ducted outside with Elec Base | SCG | PGE | CZ05 | 1978-1991 | CARE | Mixed-fuel | Mixed-fuel | 1378.29 | 10.942 | 4908.4929 | 7366.3329 | 2540.4171 | 407.6583 | 446.1971 | N/A | 9405.6614 | 10169.3713 | 1.2768 | 1.3805 | 10284.2843 | 11094.2153 | 1.3961 | 1.5061 | N/A | N/A | N/A | N/A | 12.0407 | 11.0007 | N/A | 9906.75 | 1.3449 | 0.15864 | 0.081127 | 6465.53 | 233.75 | 1917.0161 | 1.9555 | 72943.65 | 5087.24
HPWH_TankInside_Ducted_Elec Base | HPWH in interior closet, ducted outside with Elec Base |  | HPWH in interior closet, ducted outside with Elec Base | SCG | SCE | CZ06 | 1978-1991 | CARE | Mixed-fuel | Mixed-fuel | 1344.56 | 3.6951 | 4908.4929 | 7366.3329 | 1674.6171 | 379.4625 | 303.9767 | N/A | 8586.7897 | 9235.9561 | 1.1657 | 1.2538 | 6886.3703 | 7424.4689 | 0.93484 | 1.0079 | N/A | N/A | N/A | N/A | 12.9354 | 16.1476 | N/A | 9040.95 | 1.2273 | 0.12509 | 0.12088 | 6582.27 | 81.1418 | 1586.9463 | 1.0348 | 53929.35 | 5237.71
HPWH_TankInside_Ducted_Elec Base | HPWH in interior closet, ducted outside with Elec Base |  | HPWH in interior closet, ducted outside with Elec Base | SDGE | SDGE | CZ07 | 1978-1991 | CARE | Mixed-fuel | Mixed-fuel | 1313.29 | 3.329 | 4908.4929 | 7366.3329 | 1408.2171 | 489.9512 | 549.9634 | N/A | 11896.276 | 11917.3684 | 1.615 | 1.6178 | 13348.8354 | 13357.5249 | 1.8121 | 1.8133 | N/A | N/A | N/A | N/A | 10.0183 | 8.9251 | N/A | 8774.55 | 1.1912 | 0.12052 | 0.1202 | 6870.32 | 73.68 | 2239.8123 | 1.0027 | 55894.05 | 5557.03
HPWH_TankInside_Ducted_Elec Base | HPWH in interior closet, ducted outside with Elec Base |  | HPWH in interior closet, ducted outside with Elec Base | SCG | SCE | CZ08 | 1978-1991 | CARE | Mixed-fuel | Mixed-fuel | 1253.35 | 4.3961 | 4908.4929 | 7366.3329 | 1208.4171 | 357.7174 | 366.2873 | N/A | 8105.1267 | 8741.3961 | 1.1003 | 1.1867 | 8298.1758 | 8947.0547 | 1.1265 | 1.2146 | N/A | N/A | N/A | N/A | 13.7217 | 13.4007 | N/A | 8574.75 | 1.164 | 0.12261 | 0.10285 | 8907.32 | 93.2702 | 2325.6201 | 1.1921 | 69014.25 | 7653.97
HPWH_TankInside_Ducted_Elec Base | HPWH in interior closet, ducted outside with Elec Base |  | HPWH in interior closet, ducted outside with Elec Base | SCG | SCE | CZ09 | 1978-1991 | CARE | Mixed-fuel | Mixed-fuel | 1250.19 | 4.63 | 4908.4929 | 7366.3329 | 1158.4671 | 357.897 | 306.6137 | N/A | 8111.3352 | 8752.923 | 1.1011 | 1.1882 | 6956.11 | 7522.2408 | 0.94431 | 1.0212 | N/A | N/A | N/A | N/A | 13.7148 | 16.0087 | N/A | 8524.8 | 1.1573 | 0.12141 | 0.089812 | 8783.76 | 119.219 | 2274.8529 | 1.3518 | 72127.8 | 7533.57
HPWH_TankInside_Ducted_Elec Base | HPWH in interior closet, ducted outside with Elec Base |  | HPWH in interior closet, ducted outside with Elec Base | SCG | SCE | CZ10 | 1978-1991 | CARE | Mixed-fuel | Mixed-fuel | 1206.06 | 4.784 | 4908.4929 | 7366.3329 | 892.0671 | 343.0422 | 311.7619 | N/A | 7777.5625 | 8399.2826 | 1.0558 | 1.1402 | 7072.9305 | 7648.6255 | 0.96017 | 1.0383 | N/A | N/A | N/A | N/A | 14.3087 | 15.7444 | N/A | 8258.4 | 1.1211 | 0.11856 | 0.086722 | 9770.39 | 117.077 | 2540.8545 | 1.3671 | 77189.4 | 8564.33
HPWH_TankInside_Ducted_Elec Base | HPWH in interior closet, ducted outside with Elec Base |  | HPWH in interior closet, ducted outside with Elec Base | SDGE | SDGE | CZ10 | 1978-1991 | CARE | Mixed-fuel | Mixed-fuel | 1206.06 | 4.784 | 4908.4929 | 7366.3329 | 892.0671 | 456.6637 | 719.1292 | N/A | 11111.0829 | 11206.3432 | 1.5084 | 1.5213 | 17463.906 | 17504.9215 | 2.3708 | 2.3763 | N/A | N/A | N/A | N/A | 10.7486 | 6.8256 | N/A | 8258.4 | 1.1211 | 0.11856 | 0.086722 | 9770.39 | 117.077 | 3494.0458 | 1.3671 | 77189.4 | 8564.33
HPWH_TankInside_Ducted_Elec Base | HPWH in interior closet, ducted outside with Elec Base |  | HPWH in interior closet, ducted outside with Elec Base | PGE | PGE | CZ11 | 1978-1991 | CARE | Mixed-fuel | Mixed-fuel | 1051.1 | 9.185 | 4908.4929 | 7366.3329 | 359.2671 | 314.8412 | 377.6524 | N/A | 7304.0442 | 7992.0147 | 0.99154 | 1.0849 | 8736.0378 | 9499.3401 | 1.1859 | 1.2896 | N/A | N/A | N/A | N/A | 15.5904 | 12.9974 | N/A | 7725.6 | 1.0488 | 0.1189 | 0.044466 | 11389.6 | 318.734 | 3553.5898 | 2.6739 | 114385.5 | 10338.5
HPWH_TankInside_Ducted_Elec Base | HPWH in interior closet, ducted outside with Elec Base |  | HPWH in interior closet, ducted outside with Elec Base | PGE | PGE | CZ12 | 1978-1991 | CARE | Mixed-fuel | Mixed-fuel | 1127.1 | 9.443 | 4908.4929 | 7366.3329 | 708.9171 | 337.5479 | 323.393 | N/A | 7825.1025 | 8548.626 | 1.0623 | 1.1605 | 7502.3924 | 8208.9393 | 1.0185 | 1.1144 | N/A | N/A | N/A | N/A | 14.5416 | 15.1781 | N/A | 8075.25 | 1.0962 | 0.12501 | 0.048619 | 8921.04 | 317.283 | 2803.562 | 2.5712 | 99517.05 | 7793.94
HPWH_TankInside_Ducted_Elec Base | HPWH in interior closet, ducted outside with Elec Base |  | HPWH in interior closet, ducted outside with Elec Base | PGE | SMUD | CZ12 | 1978-1991 | CARE | Mixed-fuel | Mixed-fuel | 1127.1 | 9.443 | 4908.4929 | 7366.3329 | 708.9171 | 17.6623 | 17.6623 | N/A | 532.223 | 872.0952 | 0.072251 | 0.11839 | 532.223 | 872.0952 | 0.072251 | 0.11839 | N/A | N/A | N/A | N/A | 277.9083 | 277.9083 | N/A | 8075.25 | 1.0962 | 0.12501 | 0.048619 | 8921.04 | 317.283 | 500.5009 | 2.5712 | 99517.05 | 7793.94
HPWH_TankInside_Ducted_Elec Base | HPWH in interior closet, ducted outside with Elec Base |  | HPWH in interior closet, ducted outside with Elec Base | PGE | PGE | CZ13 | 1978-1991 | CARE | Mixed-fuel | Mixed-fuel | 1046.6 | 7.188 | 4908.4929 | 7366.3329 | 76.2171 | 310.3296 | 418.4581 | N/A | 7177.0603 | 7800.2705 | 0.97431 | 1.0589 | 9642.2163 | 10395.1092 | 1.309 | 1.4112 | N/A | N/A | N/A | N/A | 15.817 | 11.73 | N/A | 7442.55 | 1.0103 | 0.112 | 0.050546 | 12437.4 | 235.129 | 3722.8377 | 2.2158 | 111055.5 | 11390.8
HPWH_TankInside_Ducted_Elec Base | HPWH in interior closet, ducted outside with Elec Base |  | HPWH in interior closet, ducted outside with Elec Base | SCG | SCE | CZ14 | 1978-1991 | CARE | Mixed-fuel | Mixed-fuel | 978.98 | 8.714 | 4908.4929 | 7366.3329 | -406.6329 | 288.6458 | 357.8234 | N/A | 6612.7699 | 7295.9327 | 0.8977 | 0.99044 | 8171.089 | 8956.038 | 1.1092 | 1.2158 | N/A | N/A | N/A | N/A | 17.0052 | 13.7176 | N/A | 6959.7 | 0.9448 | 0.10349 | 0.040167 | 10836.1 | 310.876 | 3142.445 | 2.5765 | 108374.85 | 9857.12
HPWH_TankInside_Ducted_Elec Base | HPWH in interior closet, ducted outside with Elec Base |  | HPWH in interior closet, ducted outside with Elec Base | SDGE | SDGE | CZ14 | 1978-1991 | CARE | Mixed-fuel | Mixed-fuel | 978.98 | 8.714 | 4908.4929 | 7366.3329 | -406.6329 | 373.158 | 651.8972 | N/A | 9141.4269 | 9423.0473 | 1.241 | 1.2792 | 15888.1432 | 16112.1555 | 2.1569 | 2.1873 | N/A | N/A | N/A | N/A | 13.1539 | 7.5296 | N/A | 6959.7 | 0.9448 | 0.10349 | 0.040167 | 10836.1 | 310.876 | 4168.2909 | 2.5765 | 108374.85 | 9857.12
HPWH_TankInside_Ducted_Elec Base | HPWH in interior closet, ducted outside with Elec Base |  | HPWH in interior closet, ducted outside with Elec Base | SCG | SCE | CZ15 | 1978-1991 | CARE | Mixed-fuel | Mixed-fuel | 905.4 | 2.0035 | 4908.4929 | 7366.3329 | -1255.7829 | 257.2277 | 445.4648 | N/A | 5816.1877 | 6245.5577 | 0.78956 | 0.84785 | 10056.4841 | 10762.8215 | 1.3652 | 1.4611 | N/A | N/A | N/A | N/A | 19.0823 | 11.0188 | N/A | 6110.55 | 0.82952 | 0.08781 | 0.065032 | 17965.4 | 64.4143 | 4660.0264 | 1.3502 | 119530.35 | 17060
HPWH_TankInside_Ducted_Elec Base | HPWH in interior closet, ducted outside with Elec Base |  | HPWH in interior closet, ducted outside with Elec Base | PGE | PGE | CZ16 | 1978-1991 | CARE | Mixed-fuel | Mixed-fuel | 1422.25 | 13.144 | 4908.4929 | 7366.3329 | 2973.3171 | 429.8434 | 443.1418 | N/A | 9988.0107 | 10966.6771 | 1.3559 | 1.4888 | 10291.1934 | 11285.8092 | 1.3971 | 1.5321 | N/A | N/A | N/A | N/A | 11.4193 | 11.0766 | N/A | 10339.65 | 1.4036 | 0.16976 | 0.033054 | 7869.28 | 757.403 | 3241.9465 | 5.1358 | 146936.25 | 6447.03
HPWH_TankInside_Ducted_Elec Base | HPWH in interior closet, ducted outside with Elec Base |  | HPWH in interior closet, ducted outside with Elec Base | PGE | PGE | CZ01 | 1992-2010 | CARE | Mixed-fuel | Mixed-fuel | 1411.69 | 16.419 | 4908.4929 | 7366.3329 | 3356.2671 | 435.209 | 481.6784 | N/A | 10148.4848 | 11227.4223 | 1.3777 | 1.5242 | 11207.9128 | 12342.5829 | 1.5215 | 1.6755 | N/A | N/A | N/A | N/A | 11.2785 | 10.1904 | N/A | 10722.6 | 1.4556 | 0.18599 | 0.067604 | 6792.33 | 365.701 | 2246.4771 | 2.7512 | 91475.1 | 5380.64
HPWH_TankInside_Ducted_Elec Base | HPWH in interior closet, ducted outside with Elec Base |  | HPWH in interior closet, ducted outside with Elec Base | PGE | PGE | CZ02 | 1992-2010 | CARE | Mixed-fuel | Mixed-fuel | 1201.24 | 10.738 | 4908.4929 | 7366.3329 | 1358.2671 | 363.3543 | 364.4646 | N/A | 8421.2777 | 9195.016 | 1.1432 | 1.2482 | 8446.5899 | 9221.6597 | 1.1466 | 1.2519 | N/A | N/A | N/A | N/A | 13.5088 | 13.4677 | N/A | 8724.6 | 1.1844 | 0.13407 | 0.060394 | 6534.96 | 277.753 | 1978.9712 | 2.2199 | 79187.4 | 5333.72
HPWH_TankInside_Ducted_Elec Base | HPWH in interior closet, ducted outside with Elec Base |  | HPWH in interior closet, ducted outside with Elec Base | PGE | PGE | CZ03 | 1992-2010 | CARE | Mixed-fuel | Mixed-fuel | 1390.35 | 10.397 | 4908.4929 | 7366.3329 | 2706.9171 | 412.9924 | 445.0606 | N/A | 9545.4214 | 10360.1826 | 1.2958 | 1.4064 | 10276.525 | 11129.7469 | 1.3951 | 1.5109 | N/A | N/A | N/A | N/A | 11.8852 | 11.0288 | N/A | 10073.25 | 1.3675 | 0.15732 | 0.085549 | 6367.74 | 215.873 | 1878.9917 | 1.8389 | 70312.95 | 4977.39
HPWH_TankInside_Ducted_Elec Base | HPWH in interior closet, ducted outside with Elec Base |  | HPWH in interior closet, ducted outside with Elec Base | PGE | PGE | CZ04 | 1992-2010 | CARE | Mixed-fuel | Mixed-fuel | 1135.09 | 9.854 | 4908.4929 | 7366.3329 | 858.7671 | 340.4271 | 335.6962 | N/A | 7885.3091 | 8598.9191 | 1.0705 | 1.1673 | 7777.4514 | 8485.3874 | 1.0558 | 1.1519 | N/A | N/A | N/A | N/A | 14.4186 | 14.6218 | N/A | 8225.1 | 1.1166 | 0.12652 | 0.059924 | 7020.68 | 255.645 | 2110.7551 | 2.1113 | 79903.35 | 5885.59
HPWH_TankInside_Ducted_Elec Base | HPWH in interior closet, ducted outside with Elec Base |  | HPWH in interior closet, ducted outside with Elec Base | CPAU | CPAU | CZ04 | 1992-2010 | CARE | Mixed-fuel | Mixed-fuel | 1135.09 | 9.854 | 4908.4929 | 7366.3329 | 858.7671 | 0 | 0 | N/A | 0 | 0 | 0 | 0 | 0 | 0 | 0 | 0 | N/A | N/A | N/A | N/A | #DIV/0! | #DIV/0! | N/A | 8225.1 | 1.1166 | 0.12652 | 0.059924 | 7020.68 | 255.645 | 0 | 2.1113 | 79903.35 | 5885.59
HPWH_TankInside_Ducted_Elec Base | HPWH in interior closet, ducted outside with Elec Base |  | HPWH in interior closet, ducted outside with Elec Base | PGE | PGE | CZ05 | 1992-2010 | CARE | Mixed-fuel | Mixed-fuel | 1375.64 | 10.902 | 4908.4929 | 7366.3329 | 2523.7671 | 409.4642 | 443.3147 | N/A | 9466.4112 | 10280.4532 | 1.2851 | 1.3956 | 10238.1493 | 11092.7896 | 1.3899 | 1.5059 | N/A | N/A | N/A | N/A | 11.9876 | 11.0723 | N/A | 9890.1 | 1.3426 | 0.15825 | 0.0896 | 6386.91 | 203.373 | 1861.4528 | 1.7662 | 68498.1 | 5011.27
HPWH_TankInside_Ducted_Elec Base | HPWH in interior closet, ducted outside with Elec Base |  | HPWH in interior closet, ducted outside with Elec Base | SCG | PGE | CZ05 | 1992-2010 | CARE | Mixed-fuel | Mixed-fuel | 1375.64 | 10.902 | 4908.4929 | 7366.3329 | 2523.7671 | 406.6772 | 440.5278 | N/A | 9382.4317 | 10142.8452 | 1.2737 | 1.3769 | 10154.1698 | 10955.1816 | 1.3785 | 1.4872 | N/A | N/A | N/A | N/A | 12.0698 | 11.1423 | N/A | 9890.1 | 1.3426 | 0.15825 | 0.0896 | 6386.91 | 203.373 | 1851.0479 | 1.7662 | 68498.1 | 5011.27
HPWH_TankInside_Ducted_Elec Base | HPWH in interior closet, ducted outside with Elec Base |  | HPWH in interior closet, ducted outside with Elec Base | SCG | SCE | CZ06 | 1992-2010 | CARE | Mixed-fuel | Mixed-fuel | 1376.94 | 3.6908 | 4908.4929 | 7366.3329 | 1857.7671 | 388.8071 | 295.9604 | N/A | 8797.1335 | 9459.6872 | 1.1942 | 1.2842 | 6705.6362 | 7231.5777 | 0.91031 | 0.98171 | N/A | N/A | N/A | N/A | 12.6245 | 16.585 | N/A | 9224.1 | 1.2522 | 0.12582 | 0.12983 | 6105.24 | 73.3606 | 1427.9422 | 0.96911 | 50099.85 | 4728.3
HPWH_TankInside_Ducted_Elec Base | HPWH in interior closet, ducted outside with Elec Base |  | HPWH in interior closet, ducted outside with Elec Base | SDGE | SDGE | CZ07 | 1992-2010 | CARE | Mixed-fuel | Mixed-fuel | 1347.34 | 3.3842 | 4908.4929 | 7366.3329 | 1591.3671 | 503.7209 | 513.9783 | N/A | 12230.1417 | 12250.2835 | 1.6603 | 1.663 | 12478.4148 | 12496.4366 | 1.694 | 1.6964 | N/A | N/A | N/A | N/A | 9.7445 | 9.55 | N/A | 8957.7 | 1.216 | 0.12184 | 0.12952 | 6210.04 | 67.6832 | 1940.3782 | 0.94071 | 50965.65 | 4862.7
HPWH_TankInside_Ducted_Elec Base | HPWH in interior closet, ducted outside with Elec Base |  | HPWH in interior closet, ducted outside with Elec Base | SCG | SCE | CZ08 | 1992-2010 | CARE | Mixed-fuel | Mixed-fuel | 1276 | 4.3355 | 4908.4929 | 7366.3329 | 1308.3171 | 363.1971 | 311.1413 | N/A | 8227.8558 | 8870.5349 | 1.117 | 1.2042 | 7055.2291 | 7621.3147 | 0.95777 | 1.0346 | N/A | N/A | N/A | N/A | 13.5147 | 15.7758 | N/A | 8674.65 | 1.1776 | 0.12238 | 0.11399 | 7273.37 | 82.2275 | 1814.1316 | 1.0736 | 58358.25 | 5997.37
HPWH_TankInside_Ducted_Elec Base | HPWH in interior closet, ducted outside with Elec Base |  | HPWH in interior closet, ducted outside with Elec Base | SCG | SCE | CZ09 | 1992-2010 | CARE | Mixed-fuel | Mixed-fuel | 1278.62 | 4.5548 | 4908.4929 | 7366.3329 | 1275.0171 | 364.6006 | 257.3212 | N/A | 8261.5259 | 8911.0694 | 1.1215 | 1.2097 | 5844.9135 | 6336.6089 | 0.79346 | 0.86021 | N/A | N/A | N/A | N/A | 13.4627 | 19.0754 | N/A | 8641.35 | 1.1731 | 0.12132 | 0.10137 | 7213.67 | 102.436 | 1769.8154 | 1.1968 | 60889.05 | 5935.05
HPWH_TankInside_Ducted_Elec Base | HPWH in interior closet, ducted outside with Elec Base |  | HPWH in interior closet, ducted outside with Elec Base | SCG | SCE | CZ10 | 1992-2010 | CARE | Mixed-fuel | Mixed-fuel | 1234.47 | 4.6759 | 4908.4929 | 7366.3329 | 1075.2171 | 349.7834 | 241.6724 | N/A | 7928.2206 | 8557.0647 | 1.0763 | 1.1616 | 5492.8744 | 5962.6467 | 0.74567 | 0.80945 | N/A | N/A | N/A | N/A | 14.033 | 20.3105 | N/A | 8441.55 | 1.146 | 0.11821 | 0.098211 | 7737.28 | 100.653 | 1902.0054 | 1.2036 | 63586.35 | 6502.81
HPWH_TankInside_Ducted_Elec Base | HPWH in interior closet, ducted outside with Elec Base |  | HPWH in interior closet, ducted outside with Elec Base | SDGE | SDGE | CZ10 | 1992-2010 | CARE | Mixed-fuel | Mixed-fuel | 1234.47 | 4.6759 | 4908.4929 | 7366.3329 | 1075.2171 | 465.3074 | 570.8813 | N/A | 11316.2103 | 11396.2667 | 1.5362 | 1.5471 | 13871.5633 | 13929.8003 | 1.8831 | 1.891 | N/A | N/A | N/A | N/A | 10.5489 | 8.5981 | N/A | 8441.55 | 1.146 | 0.11821 | 0.098211 | 7737.28 | 100.653 | 2625.5021 | 1.2036 | 63586.35 | 6502.81
HPWH_TankInside_Ducted_Elec Base | HPWH in interior closet, ducted outside with Elec Base |  | HPWH in interior closet, ducted outside with Elec Base | PGE | PGE | CZ11 | 1992-2010 | CARE | Mixed-fuel | Mixed-fuel | 1077.89 | 8.682 | 4908.4929 | 7366.3329 | 492.4671 | 321.6718 | 300.8782 | N/A | 7452.5595 | 8130.987 | 1.0117 | 1.1038 | 6978.4997 | 7631.9887 | 0.94735 | 1.0361 | N/A | N/A | N/A | N/A | 15.2593 | 16.3139 | N/A | 7858.8 | 1.0669 | 0.11693 | 0.053508 | 8745.81 | 254.352 | 2599.3699 | 2.1853 | 90609.3 | 7667.92
HPWH_TankInside_Ducted_Elec Base | HPWH in interior closet, ducted outside with Elec Base |  | HPWH in interior closet, ducted outside with Elec Base | PGE | PGE | CZ12 | 1992-2010 | CARE | Mixed-fuel | Mixed-fuel | 1152.58 | 9.006 | 4908.4929 | 7366.3329 | 758.8671 | 344.1073 | 296.8556 | N/A | 7967.7611 | 8682.2176 | 1.0816 | 1.1786 | 6890.4984 | 7548.2841 | 0.9354 | 1.0247 | N/A | N/A | N/A | N/A | 14.2644 | 16.535 | N/A | 8125.2 | 1.103 | 0.123 | 0.057131 | 7335.65 | 258.809 | 2181.5271 | 2.153 | 82450.8 | 6183.07
HPWH_TankInside_Ducted_Elec Base | HPWH in interior closet, ducted outside with Elec Base |  | HPWH in interior closet, ducted outside with Elec Base | PGE | SMUD | CZ12 | 1992-2010 | CARE | Mixed-fuel | Mixed-fuel | 1152.58 | 9.006 | 4908.4929 | 7366.3329 | 758.8671 | 16.7238 | 16.7238 | N/A | 503.9427 | 825.7553 | 0.068412 | 0.1121 | 503.9427 | 825.7553 | 0.068412 | 0.1121 | N/A | N/A | N/A | N/A | 293.504 | 293.504 | N/A | 8125.2 | 1.103 | 0.123 | 0.057131 | 7335.65 | 258.809 | 386.5385 | 2.153 | 82450.8 | 6183.07
HPWH_TankInside_Ducted_Elec Base | HPWH in interior closet, ducted outside with Elec Base |  | HPWH in interior closet, ducted outside with Elec Base | PGE | PGE | CZ13 | 1992-2010 | CARE | Mixed-fuel | Mixed-fuel | 1075.31 | 6.799 | 4908.4929 | 7366.3329 | 209.4171 | 316.2998 | 316.1573 | N/A | 7295.623 | 7882.8256 | 0.9904 | 1.0701 | 7292.3745 | 7879.4063 | 0.98996 | 1.0697 | N/A | N/A | N/A | N/A | 15.5185 | 15.5255 | N/A | 7575.75 | 1.0284 | 0.11102 | 0.060519 | 9272.68 | 191.308 | 2650.5853 | 1.8345 | 86496.75 | 8197.37
HPWH_TankInside_Ducted_Elec Base | HPWH in interior closet, ducted outside with Elec Base |  | HPWH in interior closet, ducted outside with Elec Base | SCG | SCE | CZ14 | 1992-2010 | CARE | Mixed-fuel | Mixed-fuel | 1008.96 | 8.456 | 4908.4929 | 7366.3329 | -273.4329 | 295.9121 | 261.4321 | N/A | 6768.5698 | 7444.0057 | 0.91885 | 1.0105 | 5991.8607 | 6616.5636 | 0.81341 | 0.89822 | N/A | N/A | N/A | N/A | 16.5877 | 18.7754 | N/A | 7092.9 | 0.96288 | 0.1029 | 0.047638 | 8452.76 | 254.836 | 2334.0178 | 2.1601 | 87562.35 | 7443.8
HPWH_TankInside_Ducted_Elec Base | HPWH in interior closet, ducted outside with Elec Base |  | HPWH in interior closet, ducted outside with Elec Base | SDGE | SDGE | CZ14 | 1992-2010 | CARE | Mixed-fuel | Mixed-fuel | 1008.96 | 8.456 | 4908.4929 | 7366.3329 | -273.4329 | 364.5868 | 475.1899 | N/A | 8928.6338 | 9194.5384 | 1.2121 | 1.2482 | 11605.7175 | 11848.7633 | 1.5755 | 1.6085 | N/A | N/A | N/A | N/A | 13.4632 | 10.3295 | N/A | 7092.9 | 0.96288 | 0.1029 | 0.047638 | 8452.76 | 254.836 | 3089.0968 | 2.1601 | 87562.35 | 7443.8
HPWH_TankInside_Ducted_Elec Base | HPWH in interior closet, ducted outside with Elec Base |  | HPWH in interior closet, ducted outside with Elec Base | SCG | SCE | CZ15 | 1992-2010 | CARE | Mixed-fuel | Mixed-fuel | 950.4 | 1.8055 | 4908.4929 | 7366.3329 | -989.3829 | 266.4464 | 212.9716 | N/A | 6021.7534 | 6459.787 | 0.81747 | 0.87693 | 4817.1613 | 5176.5134 | 0.65394 | 0.70273 | N/A | N/A | N/A | N/A | 18.4221 | 23.0476 | N/A | 6376.95 | 0.86569 | 0.08849 | 0.078888 | 12302.5 | 56.7823 | 3002.8084 | 1.1217 | 85780.8 | 11352.1
HPWH_TankInside_Ducted_Elec Base | HPWH in interior closet, ducted outside with Elec Base |  | HPWH in interior closet, ducted outside with Elec Base | PGE | PGE | CZ16 | 1992-2010 | CARE | Mixed-fuel | Mixed-fuel | 1431.22 | 12.254 | 4908.4929 | 7366.3329 | 2923.3671 | 429.3349 | 419.8211 | N/A | 9951.9019 | 10869.6466 | 1.351 | 1.4756 | 9735.0026 | 10641.337 | 1.3216 | 1.4446 | N/A | N/A | N/A | N/A | 11.4328 | 11.6919 | N/A | 10289.7 | 1.3969 | 0.16509 | 0.04916 | 7312.87 | 462.505 | 2505.3826 | 3.3582 | 106526.7 | 5881.65
Note on T6: [Threaded comment] Your version of Excel allows you to read this threaded comment; however, any edits to it will get removed if the file is opened in a newer version of Excel. Learn more: https://go.microsoft.com/fwlink/?linkid=870924 Comment: Note this is the sum of savings over 30 years, not average per year.
Note on U6: [Threaded comment] Your version of Excel allows you to read this threaded comment; however, any edits to it will get removed if the file is opened in a newer version of Excel. Learn more: https://go.microsoft.com/fwlink/?linkid=870924 Comment: Note this is the sum of savings over 30 years, not average per year.
Note on X6: [Threaded comment] Your version of Excel allows you to read this threaded comment; however, any edits to it will get removed if the file is opened in a newer version of Excel. Learn more: https://go.microsoft.com/fwlink/?linkid=870924 Comment: Note this is the sum of savings over 30 years, not average per year.
Note on Y6: [Threaded comment] Your version of Excel allows you to read this threaded comment; however, any edits to it will get removed if the file is opened in a newer version of Excel. Learn more: https://go.microsoft.com/fwlink/?linkid=870924 Comment: Note this is the sum of savings over 30 years, not average per year.
Note on AB6: [Threaded comment] Your version of Excel allows you to read this threaded comment; however, any edits to it will get removed if the file is opened in a newer version of Excel. Learn more: https://go.microsoft.com/fwlink/?linkid=870924 Comment: Note this is the sum of savings over 30 years, not average per year.
Note on AC6: [Threaded comment] Your version of Excel allows you to read this threaded comment; however, any edits to it will get removed if the file is opened in a newer version of Excel. Learn more: https://go.microsoft.com/fwlink/?linkid=870924 Comment: Note this is the sum of savings over 30 years, not average per year.

## Source and Change Log
DATA CHANGES
Date | Who | What
TEMPLATE VERSION LOG
Version | Who | What was changed in the blank template since the last version?